{"text_format":"1","workbook":"xlsx","n_sheets":4,"sheets":["Sheet1","Sheet2","Sheet3","Sheet4"],"not_rendered":{"charts":1,"images":11,"macros":1,"external_links":0,"defined_names":0,"comments":0,"pivot_tables":0},"unopened":[],"bounds":{"document_bytes":16777216,"sheet_cells":100000,"rows_first":2000,"rows_last":500,"rows_between":2000,"halvings":0,"cell_chars":16384,"cell_head_chars":4096},"cells_cut":0,"cells_raw":0,"read":"whole","date_system":"1900"}

{"sheet":"Sheet1","index":0,"n_rows":16,"n_cols":3,"rows_kept":16,"cut":false,"hidden":false,"merged":[]}
[null,"Variable","Value"]
[null,"Length of the Room (m)",4]
[null,"Width of the Room (m)",5]
[null,"Height of the Room (ignoring the roof) (m)",5]
[null,"Height of the Roof (m)",0]
[null,"Distance Between the Floor and the Base of the Fire (m)",0]
[null,"Ambient Temperature of the Room",293]
[null,"Ambient Pressure of the Room (kg/m^3)",1.18]
[null,"Specific Heat Constant",1.004]
[null,"K",7.5999999999999998E-2]
[null,"Time Step (s)",2]
[null,"End Time (s)",6000]
[null,"Fraction of Heat Radiated from the Fire",0.35]
[null,"Lump Amount of Energy Lost",0.6]
[null,"Height of Subject (m)",1.75]
[null,"Concentration of Carbon Monoxide (ppm)",10000]

{"sheet":"Sheet2","index":1,"n_rows":3003,"n_cols":13,"rows_kept":3003,"cut":false,"hidden":false,"merged":[]}
[]
[null,"t","Qdot","mH","dH","eH","z","tH","COHb%","FICO"]
[null,0,0.1,0,0,0,5,293,0,0,null,"Notation","Definition"]
[null,2,4.0999999999999996,0.44675359066694398,1.8935998539779137E-2,131.46239727367623,4.9810640014602212,293.08917810238682,6.4181959935688503E-3,2.1393986645229502E-2,null,"t","Time"]
[null,4,8.1,1.9775456476003708,8.4036296280415493E-2,583.41855824589629,4.9159637037195845,293.84615329862999,1.2836391987137701E-2,4.2787973290459004E-2,null,"Qdot","Total Rate of Energy Supplied by the Fire"]
[null,6,12.1,3.8566929733079176,0.16412787637901233,1139.4510853439367,4.8358721236209874,294.27062186186197,1.9254587980706551E-2,6.418195993568851E-2,null,"mH","Mass of the Hot Layer"]
[null,8,16.100000000000001,5.9468127835835691,0.25338943442006051,1759.1458101723456,4.7466105655799398,294.63467657241273,2.5672783974275401E-2,8.5575946580918008E-2,null,"dH","Depth of the Hot Layer"]
[null,10,20.100000000000001,8.1754155870910488,0.34874938178761611,2421.1783540857477,4.6512506182123836,294.97365601729268,3.2090979967844248E-2,0.10696993322614751,null,"eH","Enthalpy in the Hot Layer"]
[null,12,24.1,10.495299739863079,0.44820764882204878,3111.6633150750013,4.5517923511779514,295.30040369434323,3.8509175961413102E-2,0.12836391987137702,null,"z","Height of the Fire"]
[null,14,28.1,12.872657059005736,0.55033168540073463,3820.6552723618352,4.4496683145992657,295.62144946188175,4.4927371954981948E-2,0.1497579065166065,null,"tH","Temperature of the Hot Layer"]
[null,16,32.1,15.282005152562347,0.65404172915262804,4540.6580197395706,4.3459582708473716,295.94072921682596,5.1345567948550802E-2,0.17115189316183602,null,"COHb %","Concentration of CO in the Blood"]
[null,18,36.1,17.703567425968064,0.75849978878260849,5265.8538368318768,4.2415002112173914,296.26087292331033,5.7763763942119649E-2,0.1925458798070655,null,"FICO","Fraction of Incapacitating Dose"]
[null,20,40.1,20.121734295405886,0.86304444124758273,5991.6508211481396,4.1369555587524172,296.58376433791415,6.4181959935688496E-2,0.21393986645229501,null,null,"The Subject is Within the Hot Layer"]
[null,22,44.1,22.524073126478882,0.96714888000530774,6714.3916397625444,4.0328511199946924,296.91082238579821,7.0600155929257349E-2,0.2353338530975245,null,null,"The subject has died to to this value"]
[null,24,48.1,24.900646480550609,1.0703920271474598,7431.1529764765319,3.9296079728525402,297.2431577268668,7.7018351922826203E-2,0.25672783974275404]
[null,26,52.1,27.243517860104372,1.1724375904063826,8139.6001359426218,3.8275624095936172,297.58166664717925,8.3436547916395057E-2,0.2781218263879835]
[null,28,56.1,29.546379011836834,1.2730182709132905,8837.8774066700644,3.7269817290867095,297.92709069983522,8.9854743909963897E-2,0.29951581303321301]
[null,30,60.1,31.804260299882426,1.3719234908772693,9524.5228609370133,3.6280765091227307,298.28005635940576,9.627293990353275E-2,0.32090979967844252]
[null,32,64.099999999999994,34.013300385320953,1.4689896342423787,10198.400600950636,3.5310103657576213,298.64110238602325,0.1026911358971016,0.34230378632367203]
[null,34,68.099999999999994,36.170559810694492,1.5640921477265031,10858.645920631619,3.4359078522734969,299.01069930085669,0.10910933189067044,0.36369777296890149]
[null,36,72.099999999999994,38.273868075643122,1.6571390609754089,11504.620319548087,3.3428609390245909,299.38926361417185,0.1155275278842393,0.385091759614131]
[null,38,76.099999999999994,40.321696893990591,1.7480656161002717,12135.874218698998,3.2519343838997283,299.77716845571649,0.12194572387780815,0.40648574625936051]
[null,40,80.099999999999994,42.313054329876351,1.8368297819205599,12752.115818328384,3.1631702180794403,300.17475167364984,0.12836391987137699,0.42787973290459003]
[null,42,84.1,44.247395854227491,1.9234084851704722,13353.184933229808,3.076591514829528,300.5823221116429,0.13478211586494585,0.44927371954981954]
[null,44,88.1,46.124549291367863,2.0077944302705109,13939.030914140265,2.9922055697294891,301.00016454866045,0.1412003118585147,0.470667706195049]
[null,46,92.1,47.944651286151107,2.0899934072568467,14509.693958149641,2.9100065927431533,301.42854363973845,0.14761850785208355,0.49206169284027851]
[null,48,96.1,49.708093404705167,2.1700220079145627,15065.289253048926,2.8299779920854373,301.86770709872525,0.15403670384565241,0.51345567948550808]
[null,50,100.1,51.415476343252969,2.2479056854734432,15605.99350684741,2.7520943145265568,302.31788829768396,0.16045489983922126,0.53484966613073748]
[null,52,104.1,53.067570995982202,2.3236771049414413,16132.033495030073,2.6763228950585587,302.77930841163965,0.16687309583279011,0.55624365277596699]
[null,54,108.1,54.665285348636978,2.3973747402907657,16643.676321579234,2.6026252597092343,303.25217820482709,0.17329129182635897,0.5776376394211965]
[null,56,112.1,56.209636335638592,2.4690416819629957,17141.221140127473,2.5309583180370043,303.73669953123277,0.17970948781992779,0.59903162606642602]
[null,58,116.1,57.701725936318788,2.5387246239976129,17624.992122138767,2.4612753760023871,304.23306660519347,0.18612768381349665,0.62042561271165553]
[null,60,120.1,59.142720898163162,2.6064730048473965,18095.332492054451,2.3935269951526035,304.74146708523409,0.1925458798070655,0.64181959935688504]
[null,62,124.1,60.533835567492638,2.672338279864928,18552.599476560441,2.327661720135072,305.26208300491811,0.19896407580063438,0.66321358600211455]
[null,64,128.1,61.876317384921208,2.7363733067033422,18997.160037757039,2.2636266932966578,305.79509157736805,0.20538227179420321,0.68460757264734406]
[null,66,132.1,63.171434667329386,2.7986318276033395,19429.387278957616,2.2013681723966605,306.34066589467386,0.21180046778777206,0.70600155929257358]
[null,68,136.1,64.420466352351426,2.8591680348375572,19849.657427803919,2.1408319651624428,306.89897553920906,0.21821866378134089,0.72739554593780298]
[null,70,140.1,65.624693427320295,2.9180362075302746,20258.347314901661,2.0819637924697254,307.47018712060242,0.22463685977490977,0.74878953258303249]
[null,72,144.1,66.785391803684178,2.975290409725905,20655.832277673377,2.024709590274095,308.05446474954658,0.2310550557684786,0.770183519228262]
[null,74,148.1,67.903826431245591,3.030984240992352,21042.48442893237,1.969015759007648,308.6519704575868,0.23747325176204745,0.79157750587349152]
[null,76,152.1,68.98124647510177,3.0851706320540759,21418.671238073632,1.9148293679459241,309.26286457041073,0.2438914477556163,0.81297149251872103]
[null,78,156.1,70.018881402632758,3.1379016789865006,21784.754379975275,1.8620983210134994,309.88730604085305,0.25030964374918518,0.83436547916395054]
[null,80,160.1,71.017937848910734,3.18922851039438,22141.088812889757,1.8107714896056202,310.52545274677112,0.25672783974275398,0.85575946580918005]
[null,82,164.1,71.97959714700302,3.2392011827636185,22488.022051928161,1.7607988172363818,311.17746175808458,0.26314603573632284,0.87715345245440957]
[null,84,168.1,72.905013425239432,3.2878685998370036,22825.893609329523,1.7121314001629961,311.84348957656402,0.26956423172989169,0.89854743909963908]
[null,86,172.1,73.795312186972978,3.3352784524345789,23155.034576666203,1.6647215475654213,312.52369235136695,0.27598242772346054,0.91994142574486859]
[null,88,176.1,74.651589299984735,3.3814771756318134,23475.767327555095,1.6185228243681862,313.21822607283246,0.2824006237170294,0.94133541239009799]
[null,90,180.1,75.474910332727418,3.4265099206343304,23788.405322399074,1.5734900793656699,313.92724674663492,0.28881881971059825,0.9627293990353275]
[null,92,184.1,76.26631018328645,3.4704205390559197,24093.252999237728,1.5295794609440805,314.65091055005314,0.29523701570416711,0.98412338568055702]
[null,94,188.1,77.026792954450798,3.5132515776249265,24390.605736996684,1.4867484223750735,315.3893739718149,0.30165521169773596,1]
[null,96,192.1,77.75733203478805,3.5550442816196393,24680.749879337654,1.4449557183803605,316.14279393672467,0.30807340769130481,1]
[null,98,196.1,78.458870351247754,3.5958386055718181,24963.962808967237,1.4041613944281821,316.91132791606117,0.31449160368487367,1]
[null,100,200.1,79.132320763691439,3.6356732299840702,25240.513063696621,1.3643267700159298,317.69513402454004,0.32090979967844252,1]
[null,102,204.1,79.778566575970103,3.6745855829856748,25510.660486786259,1.3254144170143249,318.49437110446564,0.32732799567201132,1]
[null,104,208.1,80.398462141827139,3.7126118660064376,25774.656405185557,1.2873881339935622,319.30919879754168,0.33374619166558023,1]
[null,106,212.1,80.99283354707363,3.7497870826824204,26032.743830209729,1.2502129173175796,320.13977760467236,0.34016438765914903,1]
[null,108,216.1,81.562479352228323,3.7861450703237396,26285.157676003691,1.2138549296762604,320.98626893395601,0.34658258365271793,1]
[null,110,220.1,82.108171382194271,3.8217185333754409,26532.124991842833,1.1782814666245591,321.84883513695263,0.35300077964628673,1]
[null,112,224.1,82.63065555160648,3.8565390783898543,26773.865204927162,1.1434609216101457,322.72763953319145,0.35941897563985559,1]
[null,114,228.1,83.130652716272905,3.8906372501046054,27010.590370851416,1.1093627498953951,323.6228464227737,0.36583717163342444,1]
[null,116,232.1,83.608859542682183,3.9240425682861613,27242.505429389887,1.0759574317138387,324.53462108681555,0.37225536762699329,1]
[null,118,236.1,84.065949388897096,3.9567835650558272,27469.808463630623,1.0432164349441728,325.46312977536678,0.37867356362056215,1]
[null,120,240.1,84.5025731913219,3.9888878224646303,27692.690960837535,1.0111121775353695,326.40853968232801,0.385091759614131,1]
[null,122,244.1,84.919360352847704,4.0203820101265997,27911.338073717903,0.97961798987340032,327.37101890677576,0.39150995560769986,1]
[null,124,248.1,85.316919628765604,4.0512919227574615,28125.928881033225,0.94870807724253869,328.35073639998234,0.39792815160126876,1]
[null,126,252.1,85.695840007610158,4.0816425174985094,28336.636646718685,0.91835748250149085,329.3478618972905,0.40434634759483756,1]
[null,128,256.10000000000002,86.056691584772864,4.1114579509341294,28543.62907687579,0.88854204906587031,330.362565833867,0.41076454358840642,1]
[null,130,260.10000000000002,86.400026427321578,4.1407616157366878,28747.068574178033,0.85923838426331256,331.39501924320956,0.41718273958197521,1]
[null,132,264.10000000000002,86.726379428989546,4.1695761768948829,28947.112489384705,0.83042382310511731,332.4453936371209,0.42360093557554412,1]
[null,134,268.10000000000002,87.036269154769386,4.1979236075016209,29143.913369796814,0.80207639249837892,333.51386086568658,0.43001913156911298,1]
[null,136,272.10000000000002,87.330198674973502,4.2258252240955629,29337.619204614297,0.77417477590443728,334.60059295559432,0.43643732756268178,1]
[null,138,276.10000000000002,87.608656389012467,4.2533017215669879,29528.37366726857,0.74669827843301206,335.70576192491387,0.44285552355625063,1]
[null,140,280.10000000000002,87.872116839507157,4.2803732076540681,29716.316354911494,0.71962679234593163,336.82953957220673,0.44927371954981954,1]
[null,142,284.10000000000002,88.121041517696852,4.3070592370703329,29901.583025343913,0.69294076292966689,337.9720972375581,0.45569191554338834,1]
[null,144,288.10000000000002,88.355879661444277,4.3333788453184408,30084.305831766382,0.66662115468155891,339.13360553280182,0.46211011153695719,1]
[null,146,292.10000000000002,88.577069047478247,4.3593505822597809,30264.613555834767,0.64064941774021944,340.31423403784567,0.46852830753052599,1]
[null,148,296.10000000000002,88.785036779865223,4.3849925455242875,30442.631839606507,0.61500745447571248,341.51415095958663,0.4749465035240949,1]
[null,150,300.10000000000002,88.9802000770744,4.4103224138606567,30618.483417073123,0.58967758613934362,342.73352274941715,0.48136469951766375,1]
[null,152,304.10000000000002,89.162967060408505,4.435357480544428,30792.288346094483,0.56464251945557176,343.97251367476076,0.48778289551123261,1]
[null,154,308.10000000000002,89.333737547030225,4.4601146869807993,30964.164241684965,0.53988531301920095,345.23128533941076,0.49420109150480152,1]
[null,156,312.10000000000002,89.492903851339562,4.4846106566612951,31134.226511756249,0.51538934333870468,346.50999614666489,0.50061928749837037,1]
[null,158,316.10000000000002,89.640851599073542,4.5088617296595208,31302.588596602647,0.49113827034047902,347.80880069831778,0.50703748349193911,1]
[null,160,320.10000000000002,89.777960559235026,4.5328839978823749,31469.362213631273,0.46711600211762488,349.1278491214606,0.51345567948550797,1]
[null,162,324.10000000000002,89.904605499850035,4.5566933413309618,31634.657609101872,0.44330665866903801,350.46728631369047,0.51987387547907693,1]
[null,164,328.1,90.02115707465191,4.5803054656719473,31798.583818964489,0.41969453432805254,351.82725109569299,0.52629207147264567,1]
[null,166,332.1,90.127982749163934,4.6037359414783516,31961.248941287042,0.39626405852164837,353.20787525814018,0.53271026746621453,1]
[null,168,336.1,90.22544777639078,4.6270002455724075,32122.760423276417,0.37299975442759248,354.60928248733092,0.53912846345978338,1]
[null,170,340.1,90.313916234562726,4.6501138049977708,32283.225366553776,0.34988619500222884,356.03158715083111,0.54554665945335223,1]
[null,172,344.1,90.393752142287937,4.6730920442717361,32442.750855201117,0.32690795572826375,357.47489292031855,0.55196485544692109,1]
[null,174,348.1,90.465320670323152,4.6959504367314535,32601.444312230295,0.30404956326854632,358.93929120358314,0.55838305144048994,1]
[null,176,352.1,90.528989474367933,4.7187045610082601,32759.413891653756,0.28129543899174009,360.4248593506984,0.5648012474340588,1]
[null,178,356.1,90.585130180423789,4.7413701639666277,32916.768915435619,0.25862983603337214,361.93165859005063,0.57121944342762765,1]
[null,180,360.1,90.634120064280552,4.7639632318688356,33073.620367549527,0.23603676813116437,363.45973163708356,0.5776376394211965,1]
[null,182,364.1,90.67634398112061,4.7865000721378683,33230.081461614202,0.21349992786213151,365.00909990052173,0.58405583541476536,1]
[null,184,368.1,90.712196622620013,4.8089974089972856,33386.268304869365,0.19100259100271444,366.57976018455702,0.59047403140833421,1]
[null,186,372.1,90.742085211729957,4.8314724976568852,33542.300690905016,0.16852750234311459,368.171680745983,0.59689222740190306,1]
[null,188,376.1,90.766432797727788,4.8539432639335018,33698.303068973168,0.14605673606649816,369.78479650340086,0.60331042339547192,1]
[null,190,380.1,90.785682402081562,4.8764284799232422,33854.405763585128,0.12357152007675794,371.41900309381936,0.60972861938904077,1]
[null,192,384.1,90.800302422621684,4.8989479929918005,34010.746564267458,0.1010520070081995,373.07414929380383,0.61614681538260963,1]
[null,194,388.1,90.810794006395284,4.9215230381835458,34167.472894449304,7.847696181645461E-2,374.75002698506239,0.62256501137617848,1]
[null,196,392.1,90.817701750287597,4.9441766916376828,34324.744959285592,5.5823308362317192E-2,376.44635713574399,0.62898320736974733,1]
[null,198,396.1,90.821630698256456,4.9669345908100544,34482.740745767493,3.3065409189945424E-2,378.16276854399956,0.63540140336331608,1]
[null,200,400.1,90.823277632126747,4.9898262603542545,34641.665227597987,1.0173739645745172E-2,379.8987608094501,0.64181959935688504,1]
[null,202,404.1,90.823509358391277,5.0128884293589628,34801.773394976677,0,381.65361761732885,0.64823779535045389,1]
[null,204,408.1,90.823509358391277,5.0361712453386369,34963.413394976676,0,383.42624253651093,0.65465599134402264,1]
[null,206,412.1,90.823509358391277,5.0596845272027924,35126.653394976674,0,385.21641385429916,0.66107418733759149,1]
[null,208,416.1,90.823509358391277,5.0834282749514283,35291.493394976671,0,387.02413157069344,0.66749238333116045,1]
[null,210,420.1,90.823509358391277,5.1074024885845457,35457.933394976673,0,388.84939568569393,0.67391057932472931,1]
[null,212,424.1,90.823509358391277,5.1316071681021445,35625.973394976674,0,390.69220619930047,0.68032877531829805,1]
[null,214,428.1,90.823509358391277,5.1560423135042228,35795.613394976674,0,392.55256311151317,0.68674697131186702,1]
[null,216,432.1,90.823509358391277,5.1807079247907826,35966.853394976672,0,394.4304664223319,0.69316516730543587,1]
[null,218,436.1,90.823509358391277,5.2056040019618219,36139.693394976668,0,396.32591613175674,0.69958336329900461,1]
[null,220,440.1,90.823509358391277,5.2307305450173436,36314.13339497667,0,398.23891223978774,0.70600155929257347,1]
[null,222,444.1,90.823509358391277,5.2560875539573466,36490.173394976671,0,400.16945474642489,0.71241975528614243,1]
[null,224,448.1,90.823509358391277,5.2816750287818293,36667.813394976671,0,402.11754365166809,0.71883795127971117,1]
[null,226,452.1,90.823509358391277,5.3074929694907924,36847.053394976669,0,404.08317895551738,0.72525614727328003,1]
[null,228,456.1,90.823509358391277,5.333541376084237,37027.893394976665,0,406.06636065797278,0.73167434326684888,1]
[null,230,460.1,90.823509358391277,5.359820248562162,37210.333394976667,0,408.06708875903433,0.73809253926041773,1]
[null,232,464.1,90.823509358391277,5.3863295869245684,37394.373394976668,0,410.08536325870199,0.74451073525398659,1]
[null,234,468.1,90.823509358391277,5.4130693911714554,37580.013394976668,0,412.12118415697569,0.75092893124755544,1]
[null,236,472.1,90.823509358391277,5.4400396613028237,37767.253394976666,0,414.17455145385554,0.7573471272411243,1]
[null,238,476.1,90.823509358391277,5.4672403973186716,37956.093394976662,0,416.2454651493415,0.76376532323469315,1]
[null,240,480.1,90.823509358391277,5.4946715992190009,38146.533394976665,0,418.33392524343355,0.770183519228262,1]
[null,242,484.1,90.823509358391277,5.5223332670038117,38338.573394976665,0,420.43993173613177,0.77660171522183086,1]
[null,244,488.1,90.823509358391277,5.5502254006731029,38532.213394976665,0,422.56348462743608,0.78301991121539971,1]
[null,246,492.1,90.823509358391277,5.5783480002268746,38727.453394976663,0,424.70458391734644,0.78943810720896845,1]
[null,248,496.1,90.823509358391277,5.6067010656651268,38924.293394976659,0,426.8632296058629,0.79585630320253753,1]
[null,250,500.1,90.823509358391277,5.6352845969878604,39122.733394976662,0,429.03942169298557,0.80227449919610627,1]
[null,252,504.1,90.823509358391277,5.6640985941950754,39322.773394976663,0,431.23316017871429,0.80869269518967513,1]
[null,254,508.1,90.823509358391277,5.6931430572867701,39524.413394976662,0,433.4444450630491,0.81511089118324398,1]
[null,256,512.1,90.823509358391277,5.7224179862629461,39727.65339497666,0,435.67327634599002,0.82152908717681283,1]
[null,258,516.1,90.823509358391277,5.7519233811236026,39932.493394976656,0,437.91965402753704,0.82794728317038158,1]
[null,260,520.1,90.823509358391277,5.7816592418687405,40138.933394976659,0,440.18357810769027,0.83436547916395043,1]
[null,262,524.1,90.823509358391277,5.8116255684983589,40346.97339497666,0,442.46504858644954,0.84078367515751928,1]
[null,264,528.1,90.823509358391277,5.8418223610124587,40556.613394976659,0,444.76406546381492,0.84720187115108825,1]
[null,266,532.1,90.823509358391277,5.8722496194110381,40767.853394976657,0,447.08062873978639,0.8536200671446571,1]
[null,268,536.1,90.823509358391277,5.9029073436940989,40980.693394976654,0,449.41473841436391,0.86003826313822596,1]
[null,270,540.1,90.823509358391277,5.933795533861641,41195.133394976656,0,451.76639448754764,0.8664564591317947,1]
[null,272,544.1,90.823509358391277,5.9649141899136637,41411.173394976657,0,454.13559695933748,0.87287465512536355,1]
[null,274,548.1,90.823509358391277,5.9962633118501669,41628.813394976656,0,456.52234582973341,0.87929285111893241,1]
[null,276,552.1,90.823509358391277,6.0278428996711506,41848.053394976654,0,458.92664109873539,0.88571104711250126,1]
[null,278,556.1,90.823509358391277,6.0596529533766157,42068.893394976651,0,461.34848276634352,0.89212924310607022,1]
[null,280,560.1,90.823509358391277,6.0916934729665613,42291.333394976653,0,463.78787083255776,0.89854743909963908,1]
[null,282,564.1,90.823509358391277,6.1239644584409882,42515.373394976654,0,466.24480529737815,0.90496563509320793,1]
[null,284,568.1,90.823509358391277,6.1564659097998957,42741.013394976653,0,468.71928616080459,0.91138383108677667,1]
[null,286,572.1,90.823509358391277,6.1891978270432837,42968.253394976651,0,471.21131342283718,0.91780202708034553,1]
[null,288,576.1,90.823509358391277,6.2221602101711522,43197.093394976648,0,473.72088708347582,0.92422022307391438,1]
[null,290,580.1,90.823509358391277,6.2553530591835029,43427.53339497665,0,476.24800714272061,0.93063841906748324,1]
[null,292,584.1,90.823509358391277,6.2887763740803342,43659.573394976651,0,478.7926736005715,0.93705661506105198,1]
[null,294,588.1,90.823509358391277,6.3224301548616451,43893.21339497665,0,481.3548864570285,0.94347481105462105,1]
[null,296,592.1,90.823509358391277,6.3563144015274373,44128.453394976648,0,483.93464571209159,0.9498930070481898,1]
[null,298,596.1,90.823509358391277,6.3904291140777101,44365.293394976645,0,486.53195136576079,0.95631120304175865,1]
[null,300,600.1,90.823509358391277,6.4247742925124642,44603.733394976647,0,489.14680341803614,0.9627293990353275,1]
[null,302,604.1,90.823509358391277,6.4593499368316998,44843.773394976648,0,491.7792018689176,0.96914759502889636,1]
[null,304,608.1,90.823509358391277,6.4941560470354149,45085.413394976647,0,494.42914671840515,0.97556579102246521,1]
[null,306,612.1,90.823509358391277,6.5291926231236115,45328.653394976645,0,497.0966379664988,0.98198398701603395,1]
[null,308,616.1,90.823509358391277,6.5644596650962885,45573.493394976642,0,499.78167561319856,0.98840218300960303,1]
[null,310,620.1,90.823509358391277,6.599957172953447,45819.933394976644,0,502.48425965850441,0.99482037900317177,1]
[null,312,624.1,90.823509358391277,6.6356851466950859,46067.973394976645,0,505.20439010241643,1,1]
[null,314,628.1,90.823509358391277,6.6716435863212054,46317.613394976644,0,507.94206694493454,1,1]
[null,316,632.1,90.823509358391277,6.7078324918318062,46568.853394976642,0,510.69729018605869,1,1]
[null,318,636.1,90.823509358391277,6.7442518632268866,46821.693394976639,0,513.47005982578901,1,1]
[null,320,640.1,90.823509358391277,6.7809017005064494,47076.133394976641,0,516.26037586412542,1,1]
[null,322,644.1,90.823509358391277,6.8177820036704926,47332.173394976642,0,519.06823830106794,1,1]
[null,324,648.1,90.823509358391277,6.8548927727190163,47589.813394976642,0,521.89364713661655,1,1]
[null,326,652.1,90.823509358391277,6.8922340076520214,47849.05339497664,0,524.73660237077127,1,1]
[null,328,656.1,90.823509358391277,6.9298057084695062,48109.893394976636,0,527.59710400353208,1,1]
[null,330,660.1,90.823509358391277,6.9676078751714732,48372.333394976638,0,530.47515203489911,1,1]
[null,332,664.1,90.823509358391277,7.0056405077579198,48636.373394976639,0,533.37074646487224,1,1]
[null,334,668.1,90.823509358391277,7.0439036062288478,48902.013394976639,0,536.28388729345136,1,1]
[null,336,672.1,90.823509358391277,7.0823971705842563,49169.253394976637,0,539.21457452063669,1,1]
[null,338,676.1,90.823509358391277,7.1211212008241453,49438.093394976633,0,542.16280814642801,1,1]
[null,340,680.1,90.823509358391277,7.1600756969485166,49708.533394976635,0,545.12858817082554,1,1]
[null,342,684.1,90.823509358391277,7.1992606589573676,49980.573394976636,0,548.11191459382917,1,1]
[null,344,688.1,90.823509358391277,7.2386760868506999,50254.213394976636,0,551.1127874154389,1,1]
[null,346,692.1,90.823509358391277,7.2783219806285127,50529.453394976634,0,554.13120663565473,1,1]
[null,348,696.1,90.823509358391277,7.318198340290806,50806.29339497663,0,557.16717225447655,1,1]
[null,350,700.1,90.823509358391277,7.3583051658375807,51084.733394976633,0,560.2206842719047,1,1]
[null,352,704.1,90.823509358391277,7.3986424572688358,51364.773394976633,0,563.29174268793884,1,1]
[null,354,708.1,90.823509358391277,7.4392102145845724,51646.413394976633,0,566.38034750257907,1,1]
[null,356,712.1,90.823509358391277,7.4800084377847886,51929.653394976631,0,569.48649871582541,1,1]
[null,358,716.1,90.823509358391277,7.5210371268694862,52214.493394976627,0,572.61019632767784,1,1]
[null,360,720.1,90.823509358391277,7.5622962818386652,52500.93339497663,0,575.75144033813649,1,1]
[null,362,724.1,90.823509358391277,7.6037859026923247,52788.973394976631,0,578.91023074720124,1,1]
[null,364,728.1,90.823509358391277,7.6455059894304647,53078.61339497663,0,582.08656755487198,1,1]
[null,366,732.1,90.823509358391277,7.687456542053086,53369.853394976628,0,585.28045076114893,1,1]
[null,368,736.1,90.823509358391277,7.729637560560187,53662.693394976624,0,588.49188036603186,1,1]
[null,370,740.1,90.823509358391277,7.7720490449517703,53957.133394976627,0,591.72085636952102,1,1]
[null,372,744.1,90.823509358391277,7.8146909952278341,54253.173394976628,0,594.96737877161627,1,1]
[null,374,748.1,90.823509358391277,7.8575634113883783,54550.813394976627,0,598.23144757231762,1,1]
[null,376,752.1,90.823509358391277,7.9006662934334031,54850.053394976625,0,601.51306277162507,1,1]
[null,378,756.1,90.823509358391277,7.9439996413629084,55150.893394976621,0,604.81222436953863,1,1]
[null,380,760.1,90.823509358391277,7.9875634551768959,55453.333394976624,0,608.12893236605828,1,1]
[null,382,764.1,90.823509358391277,8.031357734875364,55757.373394976625,0,611.46318676118415,1,1]
[null,384,768.1,90.823509358391277,8.0753824804583125,56063.013394976624,0,614.814987554916,1,1]
[null,386,772.1,90.823509358391277,8.1196376919257407,56370.253394976622,0,618.18433474725396,1,1]
[null,388,776.1,90.823509358391277,8.1641233692776503,56679.093394976619,0,621.57122833819813,1,1]
[null,390,780.1,90.823509358391277,8.2088395125140412,56989.533394976621,0,624.97566832774828,1,1]
[null,392,784.1,90.823509358391277,8.2537861216349135,57301.573394976622,0,628.39765471590465,1,1]
[null,394,788.1,90.823509358391277,8.2989631966402673,57615.213394976621,0,631.83718750266712,1,1]
[null,396,792.1,90.823509358391277,8.3443707375300988,57930.453394976619,0,635.29426668803558,1,1]
[null,398,796.1,90.823509358391277,8.3900087443044136,58247.293394976616,0,638.76889227201025,1,1]
[null,400,800.1,90.823509358391277,8.4358772169632079,58565.733394976618,0,642.26106425459102,1,1]
[null,402,804.1,90.823509358391277,8.4819761555064854,58885.773394976619,0,645.77078263577789,1,1]
[null,404,808.1,90.823509358391277,8.5283055599342408,59207.413394976618,0,649.29804741557086,1,1]
[null,406,812.1,90.823509358391277,8.5748654302464775,59530.653394976616,0,652.84285859396994,1,1]
[null,408,816.1,90.823509358391277,8.6216557664431956,59855.493394976613,0,656.40521617097511,1,1]
[null,410,820.1,90.823509358391277,8.6686765685243952,60181.933394976615,0,659.9851201465865,1,1]
[null,412,824.1,90.823509358391277,8.7159278364900761,60509.973394976616,0,663.58257052080387,1,1]
[null,414,828.1,90.823509358391277,8.7634095703402366,60839.613394976615,0,667.19756729362734,1,1]
[null,416,832.1,90.823509358391277,8.8111217700748785,61170.853394976613,0,670.83011046505703,1,1]
[null,418,836.1,90.823509358391277,8.859064435694,61503.69339497661,0,674.48020003509271,1,1]
[null,420,840.1,90.823509358391277,8.907237567197603,61838.133394976612,0,678.1478360037346,1,1]
[null,422,844.1,90.823509358391277,8.9556411645856873,62174.173394976613,0,681.83301837098259,1,1]
[null,424,848.1,90.823509358391277,9.004275227858253,62511.813394976612,0,685.53574713683656,1,1]
[null,426,852.1,90.823509358391277,9.0531397570152983,62851.05339497661,0,689.25602230129675,1,1]
[null,428,856.1,90.823509358391277,9.1022347520568232,63191.893394976607,0,692.99384386436304,1,1]
[null,430,860.1,90.823509358391277,9.1515602129828313,63534.333394976609,0,696.74921182603543,1,1]
[null,432,864.1,90.823509358391277,9.201116139793319,63878.37339497661,0,700.52212618631393,1,1]
[null,434,868.1,90.823509358391277,9.2509025324882881,64224.01339497661,0,704.31258694519852,1,1]
[null,436,872.1,90.823509358391277,9.3009193910677386,64571.253394976608,0,708.12059410268921,1,1]
[null,438,876.1,90.823509358391277,9.3511667155316687,64920.093394976604,0,711.946147658786,1,1]
[null,440,880.1,90.823509358391277,9.4016445058800802,65270.533394976606,0,715.78924761348901,1,1]
[null,442,884.1,90.823509358391277,9.4523527621129713,65622.5733949766,0,719.649893966798,1,1]
[null,444,888.1,90.823509358391277,9.5032914842303438,65976.213394976599,0,723.5280867187131,1,1]
[null,446,892.1,90.823509358391277,9.5544606722321976,66331.453394976605,0,727.42382586923441,1,1]
[null,448,896.1,90.823509358391277,9.6058603261185329,66688.293394976601,0,731.3371114183617,1,1]
[null,450,900.1,90.823509358391277,9.6574904458893478,67046.733394976603,0,735.26794336609521,1,1]
[null,452,904.1,90.823509358391277,9.7093510315446441,67406.773394976597,0,739.21632171243482,1,1]
[null,454,908.1,90.823509358391277,9.7614420830844217,67768.413394976596,0,743.18224645738042,1,1]
[null,456,912.1,90.823509358391277,9.813763600508679,68131.653394976602,0,747.16571760093234,1,1]
[null,458,916.1,90.823509358391277,9.8663155838174177,68496.493394976598,0,751.16673514309025,1,1]
[null,460,920.1,90.823509358391277,9.9190980330106377,68862.933394976601,0,755.18529908385426,1,1]
[null,462,924.1,90.823509358391277,9.9721109480883374,69230.973394976594,0,759.22140942322426,1,1]
[null,464,928.1,90.823509358391277,10.025354329050518,69600.613394976594,0,763.27506616120058,1,1]
[null,466,932.1,90.823509358391277,10.078828175897181,69971.853394976599,0,767.34626929778301,1,1]
[null,468,936.1,90.823509358391277,10.132532488628323,70344.693394976595,0,771.43501883297142,1,1]
[null,470,940.1,90.823509358391277,10.186467267243948,70719.133394976598,0,775.54131476676594,1,1]
[null,472,944.1,90.823509358391277,10.240632511744051,71095.173394976591,0,779.66515709916655,1,1]
[null,474,948.1,90.823509358391277,10.295028222128638,71472.813394976591,0,783.80654583017338,1,1]
[null,476,952.1,90.823509358391277,10.349654398397703,71852.053394976596,0,787.9654809597863,1,1]
[null,478,956.1,90.823509358391277,10.404511040551251,72232.893394976592,0,792.14196248800522,1,1]
[null,480,960.1,90.823509358391277,10.459598148589277,72615.333394976595,0,796.33599041483035,1,1]
[null,482,964.1,90.823509358391277,10.514915722511786,72999.373394976588,0,800.54756474026158,1,1]
[null,484,968.1,90.823509358391277,10.570463762318775,73385.013394976588,0,804.77668546429891,1,1]
[null,486,972.1,90.823509358391277,10.626242268010246,73772.253394976593,0,809.02335258694234,1,1]
[null,488,976.1,90.823509358391277,10.682251239586197,74161.093394976589,0,813.28756610819187,1,1]
[null,490,980.1,90.823509358391277,10.738490677046629,74551.533394976592,0,817.5693260280475,1,1]
[null,492,984.1,90.823509358391277,10.794960580391541,74943.573394976585,0,821.86863234650923,1,1]
[null,494,988.1,90.823509358391277,10.851660949620934,75337.213394976585,0,826.18548506357706,1,1]
[null,496,992.1,90.823509358391277,10.90859178473481,75732.45339497659,0,830.51988417925111,1,1]
[null,498,996.1,90.823509358391277,10.965753085733164,76129.293394976587,0,834.87182969353114,1,1]
[null,500,1000.1,90.823509358391277,11.023144852616001,76527.733394976589,0,839.24132160641739,1,1]
[null,502,1004.1,90.823509358391277,11.080767085383316,76927.773394976582,0,843.62835991790962,1,1]
[null,504,1008.1,90.823509358391277,11.138619784035114,77329.413394976582,0,848.03294462800807,1,1]
[null,506,1012.1,90.823509358391277,11.196702948571392,77732.653394976587,0,852.45507573671262,1,1]
[null,508,1016.1,90.823509358391277,11.255016578992151,78137.493394976584,0,856.89475324402315,1,1]
[null,510,1020.1,90.823509358391277,11.313560675297392,78543.933394976586,0,861.3519771499399,1,1]
[null,512,1024.0999999999999,90.823509358391277,11.372335237487112,78951.97339497658,0,865.82674745446275,1,1]
[null,514,1028.0999999999999,90.823509358391277,11.431340265561314,79361.613394976579,0,870.3190641575917,1,1]
[null,516,1032.0999999999999,90.823509358391277,11.490575759519997,79772.853394976584,0,874.82892725932675,1,1]
[null,518,1036.0999999999999,90.823509358391277,11.550041719363159,80185.693394976581,0,879.3563367596679,1,1]
[null,520,1040.0999999999999,90.823509358391277,11.609738145090805,80600.133394976583,0,883.90129265861526,1,1]
[null,522,1044.0999999999999,90.823509358391277,11.669665036702929,81016.173394976577,0,888.4637949561685,1,1]
[null,524,1048.0999999999999,90.823509358391277,11.729822394199534,81433.813394976576,0,893.04384365232806,1,1]
[null,526,1052.0999999999999,90.823509358391277,11.790210217580622,81853.053394976581,0,897.64143874709373,1,1]
[null,528,1056.0999999999999,90.823509358391277,11.850828506846188,82273.893394976578,0,902.25658024046538,1,1]
[null,530,1060.0999999999999,90.823509358391277,11.911677261996237,82696.33339497658,0,906.88926813244325,1,1]
[null,532,1064.0999999999999,90.823509358391277,11.972756483030766,83120.373394976574,0,911.5395024230271,1,1]
[null,534,1068.0999999999999,90.823509358391277,12.034066169949776,83546.013394976573,0,916.20728311221717,1,1]
[null,536,1072.0999999999999,90.823509358391277,12.095606322753266,83973.253394976578,0,920.89261020001334,1,1]
[null,538,1076.0999999999999,90.823509358391277,12.157376941441237,84402.093394976575,0,925.59548368641549,1,1]
[null,540,1080.0999999999999,90.823509358391277,12.21937802601369,84832.533394976577,0,930.31590357142397,1,1]
[null,542,1084.0999999999999,90.823509358391277,12.281609576470624,85264.573394976571,0,935.05386985503833,1,1]
[null,544,1088.0999999999999,90.823509358391277,12.344071592812037,85698.21339497657,0,939.8093825372589,1,1]
[null,546,1092.0999999999999,90.823509358391277,12.406764075037932,86133.453394976576,0,944.58244161808568,1,1]
[null,548,1096.0999999999999,90.823509358391277,12.469687023148307,86570.293394976572,0,949.37304709751845,1,1]
[null,550,1100.0999999999999,90.823509358391277,12.532840437143165,87008.733394976574,0,954.18119897555732,1,1]
[null,552,1104.0999999999999,90.823509358391277,12.5962243170225,87448.773394976568,0,959.00689725220229,1,1]
[null,554,1108.0999999999999,90.823509358391277,12.659838662786319,87890.413394976567,0,963.85014192745348,1,1]
[null,556,1112.0999999999999,90.823509358391277,12.723683474434619,88333.653394976573,0,968.71093300131076,1,1]
[null,558,1116.0999999999999,90.823509358391277,12.787758751967397,88778.493394976569,0,973.58927047377404,1,1]
[null,560,1120.0999999999999,90.823509358391277,12.852064495384658,89224.933394976571,0,978.48515434484352,1,1]
[null,562,1124.0999999999999,90.823509358391277,12.916600704686399,89672.973394976565,0,983.398584614519,1,1]
[null,564,1128.0999999999999,90.823509358391277,12.981367379872621,90122.613394976564,0,988.32956128280068,1,1]
[null,566,1132.0999999999999,90.823509358391277,13.046364520943325,90573.85339497657,0,993.27808434968847,1,1]
[null,568,1136.0999999999999,90.823509358391277,13.111592127898508,91026.693394976566,0,998.24415381518236,1,1]
[null,570,1140.0999999999999,90.823509358391277,13.177050200738174,91481.133394976569,0,1003.2277696792823,1,1]
[null,572,1144.0999999999999,90.823509358391277,13.242738739462318,91937.173394976562,0,1008.2289319419884,1,1]
[null,574,1148.0999999999999,90.823509358391277,13.308657744070944,92394.813394976562,0,1013.2476406033006,1,1]
[null,576,1152.0999999999999,90.823509358391277,13.374807214564052,92854.053394976567,0,1018.283895663219,1,1]
[null,578,1156.0999999999999,90.823509358391277,13.441187150941639,93314.893394976563,0,1023.3376971217434,1,1]
[null,580,1160.0999999999999,90.823509358391277,13.507797553203709,93777.333394976566,0,1028.4090449788739,1,1]
[null,582,1164.0999999999999,90.823509358391277,13.574638421350256,94241.373394976559,0,1033.4979392346106,1,1]
[null,584,1168.0999999999999,90.823509358391277,13.641709755381287,94707.013394976559,0,1038.6043798889532,1,1]
[null,586,1172.0999999999999,90.823509358391277,13.709011555296799,95174.253394976564,0,1043.7283669419021,1,1]
[null,588,1176.0999999999999,90.823509358391277,13.776543821096791,95643.09339497656,0,1048.8699003934571,1,1]
[null,590,1180.0999999999999,90.823509358391277,13.844306552781264,96113.533394976563,0,1054.0289802436182,1,1]
[null,592,1184.0999999999999,90.823509358391277,13.912299750350217,96585.573394976556,0,1059.2056064923854,1,1]
[null,594,1188.0999999999999,90.823509358391277,13.980523413803651,97059.213394976556,0,1064.3997791397587,1,1]
[null,596,1192.0999999999999,90.823509358391277,14.048977543141568,97534.453394976561,0,1069.6114981857381,1,1]
[null,598,1196.0999999999999,90.823509358391277,14.117662138363963,98011.293394976557,0,1074.8407636303236,1,1]
[null,600,1200.0999999999999,90.823509358391277,14.18657719947084,98489.73339497656,0,1080.0875754735152,1,1]
[null,602,1204.0999999999999,90.823509358391277,14.255722726462198,98969.773394976553,0,1085.351933715313,1,1]
[null,604,1208.0999999999999,90.823509358391277,14.325098719338035,99451.413394976553,0,1090.6338383557168,1,1]
[null,606,1212.0999999999999,90.823509358391277,14.394705178098356,99934.653394976558,0,1095.9332893947267,1,1]
[null,608,1216.0999999999999,90.823509358391277,14.464542102743156,100419.49339497655,0,1101.2502868323427,1,1]
[null,610,1220.0999999999999,90.823509358391277,14.534609493272436,100905.93339497656,0,1106.584830668565,1,1]
[null,612,1224.0999999999999,90.823509358391277,14.604907349686197,101393.97339497655,0,1111.9369209033932,1,1]
[null,614,1228.0999999999999,90.823509358391277,14.67543567198444,101883.61339497655,0,1117.3065575368275,1,1]
[null,616,1232.0999999999999,90.823509358391277,14.746194460167164,102374.85339497656,0,1122.6937405688682,1,1]
[null,618,1236.0999999999999,90.823509358391277,14.817183714234368,102867.69339497655,0,1128.0984699995147,1,1]
[null,620,1240.0999999999999,90.823509358391277,14.888403434186054,103362.13339497655,0,1133.5207458287673,1,1]
[null,622,1244.0999999999999,90.823509358391277,14.959853620022219,103858.17339497655,0,1138.9605680566262,1,1]
[null,624,1248.0999999999999,90.823509358391277,15.031534271742865,104355.81339497655,0,1144.4179366830911,1,1]
[null,626,1252.0999999999999,90.823509358391277,15.103445389347995,104855.05339497655,0,1149.8928517081622,1,1]
[null,628,1256.0999999999999,90.823509358391277,15.175586972837602,105355.89339497655,0,1155.3853131318392,1,1]
[null,630,1260.0999999999999,90.823509358391277,15.247959022211692,105858.33339497655,0,1160.8953209541226,1,1]
[null,632,1264.0999999999999,90.823509358391277,15.32056153747026,106362.37339497654,0,1166.4228751750118,1,1]
[null,634,1268.0999999999999,90.823509358391277,15.393394518613311,106868.01339497654,0,1171.9679757945073,1,1]
[null,636,1272.0999999999999,90.823509358391277,15.466457965640844,107375.25339497655,0,1177.530622812609,1,1]
[null,638,1276.0999999999999,90.823509358391277,15.539751878552856,107884.09339497655,0,1183.1108162293165,1,1]
[null,640,1280.0999999999999,90.823509358391277,15.61327625734935,108394.53339497655,0,1188.7085560446303,1,1]
[null,642,1284.0999999999999,90.823509358391277,15.687031102030323,108906.57339497654,0,1194.3238422585503,1,1]
[null,644,1288.0999999999999,90.823509358391277,15.761016412595778,109420.21339497654,0,1199.9566748710763,1,1]
[null,646,1292.0999999999999,90.823509358391277,15.835232189045714,109935.45339497655,0,1205.6070538822084,1,1]
[null,648,1296.0999999999999,90.823509358391277,15.909678431380129,110452.29339497654,0,1211.2749792919467,1,1]
[null,650,1300.0999999999999,90.823509358391277,15.984355139599028,110970.73339497655,0,1216.960451100291,1,1]
[null,652,1304.0999999999999,90.823509358391277,16.059262313702405,111490.77339497654,0,1222.6634693072413,1,1]
[null,654,1308.0999999999999,90.823509358391277,16.134399953690263,112012.41339497654,0,1228.3840339127978,1,1]
[null,656,1312.1,90.823509358391277,16.209768059562606,112535.65339497654,0,1234.1221449169607,1,1]
[null,658,1316.1,90.823509358391277,16.285366631319427,113060.49339497654,0,1239.8778023197294,1,1]
[null,660,1320.1,90.823509358391277,16.361195668960725,113586.93339497654,0,1245.6510061211043,1,1]
[null,662,1324.1,90.823509358391277,16.437255172486509,114114.97339497654,0,1251.4417563210852,1,1]
[null,664,1328.1,90.823509358391277,16.51354514189677,114644.61339497654,0,1257.2500529196723,1,1]
[null,666,1332.1,90.823509358391277,16.590065577191517,115175.85339497654,0,1263.0758959168656,1,1]
[null,668,1336.1,90.823509358391277,16.666816478370741,115708.69339497654,0,1268.9192853126649,1,1]
[null,670,1340.1,90.823509358391277,16.743797845434447,116243.13339497654,0,1274.7802211070702,1,1]
[null,672,1344.1,90.823509358391277,16.821009678382634,116779.17339497653,0,1280.6587033000817,1,1]
[null,674,1348.1,90.823509358391277,16.898451977215299,117316.81339497653,0,1286.5547318916995,1,1]
[null,676,1352.1,90.823509358391277,16.976124741932448,117856.05339497654,0,1292.4683068819231,1,1]
[null,678,1356.1,90.823509358391277,17.054027972534076,118396.89339497653,0,1298.3994282707531,1,1]
[null,680,1360.1,90.823509358391277,17.132161669020185,118939.33339497654,0,1304.348096058189,1,1]
[null,682,1364.1,90.823509358391277,17.210525831390775,119483.37339497653,0,1310.3143102442309,1,1]
[null,684,1368.1,90.823509358391277,17.289120459645847,120029.01339497653,0,1316.2980708288792,1,1]
[null,686,1372.1,90.823509358391277,17.3679455537854,120576.25339497653,0,1322.2993778121336,1,1]
[null,688,1376.1,90.823509358391277,17.447001113809431,121125.09339497653,0,1328.3182311939938,1,1]
[null,690,1380.1,90.823509358391277,17.526287139717947,121675.53339497653,0,1334.3546309744604,1,1]
[null,692,1384.1,90.823509358391277,17.605803631510941,122227.57339497653,0,1340.4085771535331,1,1]
[null,694,1388.1,90.823509358391277,17.685550589188416,122781.21339497653,0,1346.4800697312116,1,1]
[null,696,1392.1,90.823509358391277,17.765528012750373,123336.45339497653,0,1352.5691087074965,1,1]
[null,698,1396.1,90.823509358391277,17.845735902196811,123893.29339497653,0,1358.6756940823875,1,1]
[null,700,1400.1,90.823509358391277,17.926174257527727,124451.73339497653,0,1364.7998258558846,1,1]
[null,702,1404.1,90.823509358391277,18.006843078743124,125011.77339497652,0,1370.9415040279878,1,1]
[null,704,1408.1,90.823509358391277,18.087742365843006,125573.41339497652,0,1377.1007285986971,1,1]
[null,706,1412.1,90.823509358391277,18.168872118827366,126136.65339497653,0,1383.2774995680124,1,1]
[null,708,1416.1,90.823509358391277,18.250232337696207,126701.49339497653,0,1389.4718169359339,1,1]
[null,710,1420.1,90.823509358391277,18.33182302244953,127267.93339497653,0,1395.6836807024615,1,1]
[null,712,1424.1,90.823509358391277,18.413644173087331,127835.97339497652,0,1401.9130908675952,1,1]
[null,714,1428.1,90.823509358391277,18.495695789609616,128405.61339497652,0,1408.160047431335,1,1]
[null,716,1432.1,90.823509358391277,18.57797787201638,128976.85339497653,0,1414.4245503936809,1,1]
[null,718,1436.1,90.823509358391277,18.660490420307625,129549.69339497652,0,1420.7065997546329,1,1]
[null,720,1440.1,90.823509358391277,18.743233434483351,130124.13339497652,0,1427.0061955141909,1,1]
[null,722,1444.1,90.823509358391277,18.826206914543558,130700.17339497652,0,1433.3233376723551,1,1]
[null,724,1448.1,90.823509358391277,18.909410860488244,131277.81339497652,0,1439.6580262291257,1,1]
[null,726,1452.1,90.823509358391277,18.99284527231741,131857.05339497651,0,1446.010261184502,1,1]
[null,728,1456.1,90.823509358391277,19.076510150031062,132437.89339497651,0,1452.3800425384845,1,1]
[null,730,1460.1,90.823509358391277,19.160405493629192,133020.33339497651,0,1458.7673702910731,1,1]
[null,732,1464.1,90.823509358391277,19.244531303111803,133604.37339497652,0,1465.172244442268,1,1]
[null,734,1468.1,90.823509358391277,19.328887578478898,134190.01339497653,0,1471.5946649920691,1,1]
[null,736,1472.1,90.823509358391277,19.413474319730469,134777.25339497652,0,1478.0346319404759,1,1]
[null,738,1476.1,90.823509358391277,19.49829152686652,135366.09339497652,0,1484.4921452874892,1,1]
[null,740,1480.1,90.823509358391277,19.583339199887057,135956.53339497652,0,1490.9672050331083,1,1]
[null,742,1484.1,90.823509358391277,19.668617338792071,136548.57339497653,0,1497.4598111773337,1,1]
[null,744,1488.1,90.823509358391277,19.75412594358157,137142.21339497654,0,1503.9699637201654,1,1]
[null,746,1492.1,90.823509358391277,19.839865014255547,137737.45339497653,0,1510.4976626616028,1,1]
[null,748,1496.1,90.823509358391277,19.925834550814002,138334.29339497653,0,1517.0429080016465,1,1]
[null,750,1500.1,90.823509358391277,20.012034553256942,138932.73339497653,0,1523.6056997402961,1,1]
[null,752,1504.1,90.823509358391277,20.098465021584364,139532.77339497654,0,1530.1860378775523,1,1]
[null,754,1508.1,90.823509358391277,20.185125955796263,140134.41339497655,0,1536.7839224134143,1,1]
[null,756,1512.1,90.823509358391277,20.272017355892643,140737.65339497654,0,1543.3993533478824,1,1]
[null,758,1516.1,90.823509358391277,20.359139221873505,141342.49339497654,0,1550.0323306809564,1,1]
[null,760,1520.1,90.823509358391277,20.446491553738849,141948.93339497654,0,1556.6828544126367,1,1]
[null,762,1524.1,90.823509358391277,20.534074351488673,142556.97339497655,0,1563.3509245429234,1,1]
[null,764,1528.1,90.823509358391277,20.621887615122979,143166.61339497656,0,1570.0365410718161,1,1]
[null,766,1532.1,90.823509358391277,20.709931344641763,143777.85339497656,0,1576.7397039993145,1,1]
[null,768,1536.1,90.823509358391277,20.798205540045029,144390.69339497655,0,1583.4604133254193,1,1]
[null,770,1540.1,90.823509358391277,20.886710201332775,145005.13339497655,0,1590.1986690501301,1,1]
[null,772,1544.1,90.823509358391277,20.975445328505003,145621.17339497656,0,1596.9544711734472,1,1]
[null,774,1548.1,90.823509358391277,21.064410921561713,146238.81339497658,0,1603.7278196953705,1,1]
[null,776,1552.1,90.823509358391277,21.1536069805029,146858.05339497657,0,1610.5187146158996,1,1]
[null,778,1556.1,90.823509358391277,21.243033505328569,147478.89339497656,0,1617.3271559350349,1,1]
[null,780,1560.1,90.823509358391277,21.332690496038719,148101.33339497657,0,1624.1531436527762,1,1]
[null,782,1564.1,90.823509358391277,21.422577952633354,148725.37339497657,0,1630.9966777691238,1,1]
[null,784,1568.1,90.823509358391277,21.512695875112467,149351.01339497659,0,1637.8577582840776,1,1]
[null,786,1572.1,90.823509358391277,21.603044263476061,149978.25339497658,0,1644.7363851976372,1,1]
[null,788,1576.1,90.823509358391277,21.693623117724133,150607.09339497657,0,1651.6325585098029,1,1]
[null,790,1580.1,90.823509358391277,21.784432437856687,151237.53339497658,0,1658.546278220575,1,1]
[null,792,1584.1,90.823509358391277,21.875472223873725,151869.57339497659,0,1665.4775443299532,1,1]
[null,794,1588.1,90.823509358391277,21.966742475775241,152503.2133949766,0,1672.4263568379374,1,1]
[null,796,1592.1,90.823509358391277,22.058243193561239,153138.45339497659,0,1679.3927157445275,1,1]
[null,798,1596.1,90.823509358391277,22.149974377231718,153775.29339497659,0,1686.376621049724,1,1]
[null,800,1600.1,90.823509358391277,22.241936026786675,154413.73339497659,0,1693.3780727535263,1,1]
[null,802,1604.1,90.823509358391277,22.334128142226117,155053.7733949766,0,1700.397070855935,1,1]
[null,804,1608.1,90.823509358391277,22.42655072355004,155695.41339497661,0,1707.43361535695,1,1]
[null,806,1612.1,90.823509358391277,22.519203770758438,156338.6533949766,0,1714.4877062565706,1,1]
[null,808,1616.1,90.823509358391277,22.61208728385132,156983.4933949766,0,1721.5593435547976,1,1]
[null,810,1620.1,90.823509358391277,22.705201262828684,157629.9333949766,0,1728.6485272516306,1,1]
[null,812,1624.1,90.823509358391277,22.798545707690529,158277.97339497661,0,1735.7552573470698,1,1]
[null,814,1628.1,90.823509358391277,22.892120618436856,158927.61339497662,0,1742.8795338411153,1,1]
[null,816,1632.1,90.823509358391277,22.98592599506766,159578.85339497661,0,1750.0213567337664,1,1]
[null,818,1636.1,90.823509358391277,23.079961837582946,160231.69339497661,0,1757.1807260250239,1,1]
[null,820,1640.1,90.823509358391277,23.174228145982713,160886.13339497661,0,1764.3576417148874,1,1]
[null,822,1644.1,90.823509358391277,23.268724920266962,161542.17339497662,0,1771.5521038033573,1,1]
[null,824,1648.1,90.823509358391277,23.363452160435692,162199.81339497663,0,1778.7641122904331,1,1]
[null,826,1652.1,90.823509358391277,23.4584098664889,162859.05339497662,0,1785.993667176115,1,1]
[null,828,1656.1,90.823509358391277,23.553598038426589,163519.89339497662,0,1793.2407684604029,1,1]
[null,830,1660.1,90.823509358391277,23.649016676248763,164182.33339497662,0,1800.505416143297,1,1]
[null,832,1664.1,90.823509358391277,23.744665779955415,164846.37339497663,0,1807.7876102247974,1,1]
[null,834,1668.1,90.823509358391277,23.840545349546549,165512.01339497665,0,1815.0873507049039,1,1]
[null,836,1672.1,90.823509358391277,23.936655385022164,166179.25339497664,0,1822.4046375836162,1,1]
[null,838,1676.1,90.823509358391277,24.032995886382256,166848.09339497663,0,1829.7394708609347,1,1]
[null,840,1680.1,90.823509358391277,24.12956685362683,167518.53339497664,0,1837.0918505368595,1,1]
[null,842,1684.1,90.823509358391277,24.226368286755889,168190.57339497664,0,1844.4617766113902,1,1]
[null,844,1688.1,90.823509358391277,24.32340018576943,168864.21339497666,0,1851.8492490845274,1,1]
[null,846,1692.1,90.823509358391277,24.420662550667444,169539.45339497665,0,1859.2542679562703,1,1]
[null,848,1696.1,90.823509358391277,24.518155381449944,170216.29339497664,0,1866.6768332266192,1,1]
[null,850,1700.1,90.823509358391277,24.615878678116921,170894.73339497665,0,1874.1169448955745,1,1]
[null,852,1704.1,90.823509358391277,24.713832440668384,171574.77339497666,0,1881.5746029631359,1,1]
[null,854,1708.1,90.823509358391277,24.812016669104327,172256.41339497667,0,1889.0498074293034,1,1]
[null,856,1712.1,90.823509358391277,24.910431363424745,172939.65339497666,0,1896.5425582940768,1,1]
[null,858,1716.1,90.823509358391277,25.009076523629648,173624.49339497666,0,1904.0528555574565,1,1]
[null,860,1720.1,90.823509358391277,25.107952149719033,174310.93339497666,0,1911.5806992194423,1,1]
[null,862,1724.1,90.823509358391277,25.207058241692899,174998.97339497667,0,1919.1260892800342,1,1]
[null,864,1728.1,90.823509358391277,25.306394799551246,175688.61339497668,0,1926.6890257392322,1,1]
[null,866,1732.1,90.823509358391277,25.405961823294071,176379.85339497667,0,1934.2695085970363,1,1]
[null,868,1736.1,90.823509358391277,25.505759312921377,177072.69339497667,0,1941.8675378534463,1,1]
[null,870,1740.1,90.823509358391277,25.605787268433165,177767.13339497667,0,1949.4831135084626,1,1]
[null,872,1744.1,90.823509358391277,25.706045689829434,178463.17339497668,0,1957.1162355620852,1,1]
[null,874,1748.1,90.823509358391277,25.806534577110185,179160.81339497669,0,1964.7669040143137,1,1]
[null,876,1752.1,90.823509358391277,25.907253930275413,179860.05339497668,0,1972.4351188651483,1,1]
[null,878,1756.1,90.823509358391277,26.008203749325123,180560.89339497668,0,1980.120880114589,1,1]
[null,880,1760.1,90.823509358391277,26.109384034259314,181263.33339497668,0,1987.8241877626358,1,1]
[null,882,1764.1,90.823509358391277,26.21079478507799,181967.37339497669,0,1995.5450418092889,1,1]
[null,884,1768.1,90.823509358391277,26.312436001781144,182673.0133949767,0,2003.2834422545482,1,1]
[null,886,1772.1,90.823509358391277,26.414307684368776,183380.25339497669,0,2011.039389098413,1,1]
[null,888,1776.1,90.823509358391277,26.516409832840893,184089.09339497669,0,2018.8128823408842,1,1]
[null,890,1780.1,90.823509358391277,26.618742447197487,184799.53339497669,0,2026.6039219819618,1,1]
[null,892,1784.1,90.823509358391277,26.721305527438567,185511.5733949767,0,2034.4125080216454,1,1]
[null,894,1788.1,90.823509358391277,26.824099073564124,186225.21339497672,0,2042.2386404599351,1,1]
[null,896,1792.1,90.823509358391277,26.927123085574163,186940.45339497671,0,2050.0823192968305,1,1]
[null,898,1796.1,90.823509358391277,27.030377563468679,187657.2933949767,0,2057.9435445323325,1,1]
[null,900,1800.1,90.823509358391277,27.133862507247681,188375.73339497671,0,2065.8223161664405,1,1]
[null,902,1804.1,90.823509358391277,27.23757791691116,189095.77339497671,0,2073.7186341991546,1,1]
[null,904,1808.1,90.823509358391277,27.341523792459125,189817.41339497673,0,2081.6324986304749,1,1]
[null,906,1812.1,90.823509358391277,27.445700133891567,190540.65339497672,0,2089.5639094604007,1,1]
[null,908,1816.1,90.823509358391277,27.55010694120849,191265.49339497671,0,2097.5128666889332,1,1]
[null,910,1820.1,90.823509358391277,27.654744214409892,191991.93339497672,0,2105.4793703160717,1,1]
[null,912,1824.1,90.823509358391277,27.759611953495778,192719.97339497673,0,2113.4634203418163,1,1]
[null,914,1828.1,90.823509358391277,27.864710158466146,193449.61339497674,0,2121.4650167661671,1,1]
[null,916,1832.1,90.823509358391277,27.970038829320991,194180.85339497673,0,2129.4841595891239,1,1]
[null,918,1836.1,90.823509358391277,28.075597966060318,194913.69339497673,0,2137.5208488106869,1,1]
[null,920,1840.1,90.823509358391277,28.181387568684126,195648.13339497673,0,2145.5750844308559,1,1]
[null,922,1844.1,90.823509358391277,28.287407637192416,196384.17339497674,0,2153.646866449631,1,1]
[null,924,1848.1,90.823509358391277,28.393658171585187,197121.81339497675,0,2161.7361948670123,1,1]
[null,926,1852.1,90.823509358391277,28.500139171862436,197861.05339497674,0,2169.8430696829996,1,1]
[null,928,1856.1,90.823509358391277,28.60685063802417,198601.89339497674,0,2177.9674908975931,1,1]
[null,930,1860.1,90.823509358391277,28.713792570070382,199344.33339497674,0,2186.1094585107926,1,1]
[null,932,1864.1,90.823509358391277,28.820964968001075,200088.37339497675,0,2194.2689725225982,1,1]
[null,934,1868.1,90.823509358391277,28.928367831816249,200834.01339497676,0,2202.44603293301,1,1]
[null,936,1872.1,90.823509358391277,29.036001161515905,201581.25339497675,0,2210.6406397420278,1,1]
[null,938,1876.1,90.823509358391277,29.143864957100039,202330.09339497675,0,2218.8527929496518,1,1]
[null,940,1880.1,90.823509358391277,29.251959218568654,203080.53339497675,0,2227.0824925558818,1,1]
[null,942,1884.1,90.823509358391277,29.360283945921754,203832.57339497676,0,2235.3297385607184,1,1]
[null,944,1888.1,90.823509358391277,29.468839139159332,204586.21339497677,0,2243.5945309641606,1,1]
[null,946,1892.1,90.823509358391277,29.577624798281391,205341.45339497676,0,2251.876869766209,1,1]
[null,948,1896.1,90.823509358391277,29.686640923287928,206098.29339497676,0,2260.1767549668634,1,1]
[null,950,1900.1,90.823509358391277,29.795887514178951,206856.73339497676,0,2268.494186566124,1,1]
[null,952,1904.1,90.823509358391277,29.905364570954454,207616.77339497677,0,2276.8291645639911,1,1]
[null,954,1908.1,90.823509358391277,30.015072093614435,208378.41339497679,0,2285.1816889604638,1,1]
[null,956,1912.1,90.823509358391277,30.125010082158898,209141.65339497678,0,2293.5517597555427,1,1]
[null,958,1916.1,90.823509358391277,30.235178536587842,209906.49339497677,0,2301.9393769492281,1,1]
[null,960,1920.1,90.823509358391277,30.345577456901264,210672.93339497678,0,2310.3445405415191,1,1]
[null,962,1924.1,90.823509358391277,30.456206843099171,211440.97339497678,0,2318.7672505324163,1,1]
[null,964,1928.1,90.823509358391277,30.567066695181559,212210.6133949768,0,2327.20750692192,1,1]
[null,966,1932.1,90.823509358391277,30.678157013148425,212981.85339497679,0,2335.6653097100293,1,1]
[null,968,1936.1,90.823509358391277,30.789477796999773,213754.69339497678,0,2344.1406588967448,1,1]
[null,970,1940.1,90.823509358391277,30.901029046735601,214529.13339497679,0,2352.6335544820668,1,1]
[null,972,1944.1,90.823509358391277,31.012810762355912,215305.17339497679,0,2361.1439964659944,1,1]
[null,974,1948.1,90.823509358391277,31.124822943860703,216082.81339497681,0,2369.6719848485286,1,1]
[null,976,1952.1,90.823509358391277,31.237065591249973,216862.0533949768,0,2378.2175196296685,1,1]
[null,978,1956.1,90.823509358391277,31.349538704523724,217642.8933949768,0,2386.7806008094149,1,1]
[null,980,1960.1,90.823509358391277,31.46224228368196,218425.3333949768,0,2395.3612283877669,1,1]
[null,982,1964.1,90.823509358391277,31.575176328724673,219209.37339497681,0,2403.9594023647255,1,1]
[null,984,1968.1,90.823509358391277,31.688340839651868,219995.01339497682,0,2412.5751227402902,1,1]
[null,986,1972.1,90.823509358391277,31.801735816463541,220782.25339497681,0,2421.2083895144606,1,1]
[null,988,1976.1,90.823509358391277,31.915361259159699,221571.09339497681,0,2429.859202687237,1,1]
[null,990,1980.1,90.823509358391277,32.029217167740335,222361.53339497681,0,2438.52756225862,1,1]
[null,992,1984.1,90.823509358391277,32.143303542205452,223153.57339497682,0,2447.2134682286091,1,1]
[null,994,1988.1,90.823509358391277,32.257620382555054,223947.21339497683,0,2455.9169205972044,1,1]
[null,996,1992.1,90.823509358391277,32.372167688789133,224742.45339497682,0,2464.6379193644052,1,1]
[null,998,1996.1,90.823509358391277,32.486945460907691,225539.29339497682,0,2473.3764645302126,1,1]
[null,1000,2000.1,90.823509358391277,32.601953698910734,226337.73339497682,0,2482.1325560946257,1,1]
[null,1002,2004.1,90.823509358391277,32.717192402798254,227137.77339497683,0,2490.9061940576453,1,1]
[null,1004,2008.1,90.823509358391277,32.83266157257026,227939.41339497684,0,2499.697378419271,1,1]
[null,1006,2012.1,90.823509358391277,32.948361208226743,228742.65339497683,0,2508.5061091795028,1,1]
[null,1008,2016.1,90.823509358391277,33.064291309767704,229547.49339497683,0,2517.3323863383403,1,1]
[null,1010,2020.1,90.823509358391277,33.18045187719315,230353.93339497683,0,2526.1762098957843,1,1]
[null,1012,2024.1,90.823509358391277,33.296842910503074,231161.97339497684,0,2535.0375798518344,1,1]
[null,1014,2028.1,90.823509358391277,33.413464409697482,231971.61339497686,0,2543.9164962064906,1,1]
[null,1016,2032.1,90.823509358391277,33.530316374776369,232782.85339497685,0,2552.8129589597529,1,1]
[null,1018,2036.1,90.823509358391277,33.647398805739741,233595.69339497684,0,2561.7269681116209,1,1]
[null,1020,2040.1,90.823509358391277,33.76471170258759,234410.13339497685,0,2570.6585236620954,1,1]
[null,1022,2044.1,90.823509358391277,33.882255065319917,235226.17339497685,0,2579.607625611176,1,1]
[null,1024,2048.1,90.823509358391277,34.000028893936729,236043.81339497687,0,2588.5742739588627,1,1]
[null,1026,2052.1,90.823509358391277,34.118033188438019,236863.05339497686,0,2597.5584687051555,1,1]
[null,1028,2056.1,90.823509358391277,34.236267948823794,237683.89339497685,0,2606.5602098500544,1,1]
[null,1030,2060.1,90.823509358391277,34.354733175094047,238506.33339497686,0,2615.5794973935594,1,1]
[null,1032,2064.1,90.823509358391277,34.473428867248785,239330.37339497686,0,2624.6163313356706,1,1]
[null,1034,2068.1,90.823509358391277,34.592355025288001,240156.01339497688,0,2633.6707116763878,1,1]
[null,1036,2072.1,90.823509358391277,34.711511649211694,240983.25339497687,0,2642.7426384157111,1,1]
[null,1038,2076.1,90.823509358391277,34.830898739019872,241812.09339497687,0,2651.8321115536405,1,1]
[null,1040,2080.1,90.823509358391277,34.950516294712529,242642.53339497687,0,2660.939131090176,1,1]
[null,1042,2084.1,90.823509358391277,35.070364316289663,243474.57339497688,0,2670.0636970253177,1,1]
[null,1044,2088.1,90.823509358391277,35.190442803751289,244308.21339497689,0,2679.2058093590658,1,1]
[null,1046,2092.1,90.823509358391277,35.310751757097385,245143.45339497688,0,2688.3654680914192,1,1]
[null,1048,2096.1,90.823509358391277,35.431291176327967,245980.29339497688,0,2697.5426732223791,1,1]
[null,1050,2100.1,90.823509358391277,35.552061061443027,246818.73339497688,0,2706.7374247519451,1,1]
[null,1052,2104.1,90.823509358391277,35.673061412442571,247658.77339497689,0,2715.9497226801177,1,1]
[null,1054,2108.1,90.823509358391277,35.794292229326594,248500.4133949769,0,2725.1795670068959,1,1]
[null,1056,2112.1,90.823509358391277,35.915753512095094,249343.65339497689,0,2734.4269577322802,1,1]
[null,1058,2116.1,90.823509358391277,36.037445260748079,250188.49339497689,0,2743.6918948562707,1,1]
[null,1060,2120.1,90.823509358391277,36.159367475285549,251034.93339497689,0,2752.9743783788672,1,1]
[null,1062,2124.1,90.823509358391277,36.281520155707497,251882.9733949769,0,2762.2744083000703,1,1]
[null,1064,2128.1,90.823509358391277,36.403903302013923,252732.61339497691,0,2771.591984619879,1,1]
[null,1066,2132.1,90.823509358391277,36.526516914204826,253583.8533949769,0,2780.9271073382938,1,1]
[null,1068,2136.1,90.823509358391277,36.649360992280215,254436.6933949769,0,2790.2797764553152,1,1]
[null,1070,2140.1,90.823509358391277,36.772435536240089,255291.1333949769,0,2799.6499919709422,1,1]
[null,1072,2144.1,90.823509358391277,36.89574054608444,256147.17339497691,0,2809.0377538851753,1,1]
[null,1074,2148.1,90.823509358391277,37.019276021813269,257004.81339497693,0,2818.443062198015,1,1]
[null,1076,2152.1,90.823509358391277,37.143041963426583,257864.05339497692,0,2827.8659169094603,1,1]
[null,1078,2156.1,90.823509358391277,37.267038370924375,258724.89339497691,0,2837.3063180195118,1,1]
[null,1080,2160.1,90.823509358391277,37.391265244306652,259587.33339497691,0,2846.7642655281697,1,1]
[null,1082,2164.1,90.823509358391277,37.515722583573407,260451.37339497692,0,2856.2397594354334,1,1]
[null,1084,2168.1,90.823509358391277,37.640410388724639,261317.01339497694,0,2865.7327997413036,1,1]
[null,1086,2172.1,90.823509358391277,37.765328659760357,262184.25339497696,0,2875.2433864457798,1,1]
[null,1088,2176.1,90.823509358391277,37.890477396680559,263053.09339497698,0,2884.7715195488622,1,1]
[null,1090,2180.1,90.823509358391277,38.01585659948524,263923.53339497698,0,2894.3171990505507,1,1]
[null,1092,2184.1,90.823509358391277,38.141466268174391,264795.57339497696,0,2903.8804249508448,1,1]
[null,1094,2188.1,90.823509358391277,38.267306402748034,265669.21339497698,0,2913.4611972497451,1,1]
[null,1096,2192.1,90.823509358391277,38.393377003206155,266544.45339497697,0,2923.0595159472518,1,1]
[null,1098,2196.1,90.823509358391277,38.51967806954876,267421.29339497699,0,2932.6753810433647,1,1]
[null,1100,2200.1,90.823509358391277,38.646209601775844,268299.733394977,0,2942.3087925380833,1,1]
[null,1102,2204.1,90.823509358391277,38.772971599887398,269179.77339497698,0,2951.9597504314079,1,1]
[null,1104,2208.1,90.823509358391277,38.899964063883445,270061.41339497699,0,2961.6282547233391,1,1]
[null,1106,2212.1,90.823509358391277,39.027186993763969,270944.65339497698,0,2971.3143054138764,1,1]
[null,1108,2216.1,90.823509358391277,39.154640389528979,271829.49339497701,0,2981.0179025030197,1,1]
[null,1110,2220.1,90.823509358391277,39.282324251178466,272715.93339497701,0,2990.7390459907692,1,1]
[null,1112,2224.1,90.823509358391277,39.410238578712431,273603.97339497699,0,3000.4777358771244,1,1]
[null,1114,2228.1,90.823509358391277,39.538383372130873,274493.613394977,0,3010.233972162086,1,1]
[null,1116,2232.1,90.823509358391277,39.666758631433801,275384.85339497699,0,3020.0077548456534,1,1]
[null,1118,2236.1,90.823509358391277,39.795364356621214,276277.69339497702,0,3029.7990839278273,1,1]
[null,1120,2240.1,90.823509358391277,39.924200547693104,277172.13339497702,0,3039.6079594086073,1,1]
[null,1122,2244.1,90.823509358391277,40.053267204649472,278068.173394977,0,3049.4343812879929,1,1]
[null,1124,2248.1,90.823509358391277,40.182564327490326,278965.81339497701,0,3059.2783495659855,1,1]
[null,1126,2252.1,90.823509358391277,40.312091916215657,279865.053394977,0,3069.1398642425834,1,1]
[null,1128,2256.1,90.823509358391277,40.441849970825473,280765.89339497703,0,3079.0189253177882,1,1]
[null,1130,2260.1,90.823509358391277,40.571838491319767,281668.33339497703,0,3088.9155327915983,1,1]
[null,1132,2264.1,90.823509358391277,40.702057477698546,282572.37339497701,0,3098.8296866640148,1,1]
[null,1134,2268.1,90.823509358391277,40.832506929961802,283478.01339497702,0,3108.7613869350375,1,1]
[null,1136,2272.1,90.823509358391277,40.963186848109537,284385.25339497701,0,3118.7106336046663,1,1]
[null,1138,2276.1,90.823509358391277,41.094097232141756,285294.09339497704,0,3128.6774266729012,1,1]
[null,1140,2280.1,90.823509358391277,41.225238082058453,286204.53339497704,0,3138.6617661397422,1,1]
[null,1142,2284.1,90.823509358391277,41.356609397859629,287116.57339497702,0,3148.6636520051889,1,1]
[null,1144,2288.1,90.823509358391277,41.488211179545289,288030.21339497704,0,3158.6830842692425,1,1]
[null,1146,2292.1,90.823509358391277,41.620043427115434,288945.45339497703,0,3168.7200629319013,1,1]
[null,1148,2296.1,90.823509358391277,41.752106140570056,289862.29339497705,0,3178.7745879931672,1,1]
[null,1150,2300.1,90.823509358391277,41.884399319909157,290780.73339497705,0,3188.8466594530387,1,1]
[null,1152,2304.1,90.823509358391277,42.016922965132736,291700.77339497703,0,3198.9362773115163,1,1]
[null,1154,2308.1,90.823509358391277,42.149677076240806,292622.41339497705,0,3209.0434415686,1,1]
[null,1156,2312.1,90.823509358391277,42.282661653233347,293545.65339497704,0,3219.1681522242898,1,1]
[null,1158,2316.1,90.823509358391277,42.415876696110374,294470.49339497706,0,3229.3104092785857,1,1]
[null,1160,2320.1,90.823509358391277,42.549322204871885,295396.93339497707,0,3239.4702127314881,1,1]
[null,1162,2324.1,90.823509358391277,42.682998179517867,296324.97339497705,0,3249.6475625829958,1,1]
[null,1164,2328.1,90.823509358391277,42.816904620048341,297254.61339497706,0,3259.8424588331104,1,1]
[null,1166,2332.1,90.823509358391277,42.951041526463285,298185.85339497705,0,3270.0549014818303,1,1]
[null,1168,2336.1,90.823509358391277,43.085408898762715,299118.69339497708,0,3280.2848905291571,1,1]
[null,1170,2340.1,90.823509358391277,43.22000673694663,300053.13339497708,0,3290.5324259750896,1,1]
[null,1172,2344.1,90.823509358391277,43.354835041015015,300989.17339497706,0,3300.7975078196282,1,1]
[null,1174,2348.1,90.823509358391277,43.489893810967892,301926.81339497707,0,3311.0801360627734,1,1]
[null,1176,2352.1,90.823509358391277,43.62518304680524,302866.05339497706,0,3321.3803107045242,1,1]
[null,1178,2356.1,90.823509358391277,43.760702748527081,303806.89339497709,0,3331.6980317448815,1,1]
[null,1180,2360.1,90.823509358391277,43.896452916133399,304749.33339497709,0,3342.0332991838445,1,1]
[null,1182,2364.1,90.823509358391277,44.032433549624187,305693.37339497707,0,3352.3861130214136,1,1]
[null,1184,2368.1,90.823509358391277,44.168644648999468,306639.01339497708,0,3362.7564732575888,1,1]
[null,1186,2372.1,90.823509358391277,44.305086214259219,307586.25339497707,0,3373.1443798923701,1,1]
[null,1188,2376.1,90.823509358391277,44.441758245403463,308535.0933949771,0,3383.549832925758,1,1]
[null,1190,2380.1,90.823509358391277,44.578660742432184,309485.5333949771,0,3393.9728323577519,1,1]
[null,1192,2384.1,90.823509358391277,44.715793705345376,310437.57339497708,0,3404.4133781883515,1,1]
[null,1194,2388.1,90.823509358391277,44.853157134143061,311391.21339497709,0,3414.8714704175572,1,1]
[null,1196,2392.1,90.823509358391277,44.990751028825223,312346.45339497708,0,3425.3471090453691,1,1]
[null,1198,2396.1,90.823509358391277,45.128575389391862,313303.29339497711,0,3435.8402940717874,1,1]
[null,1200,2400.1,90.823509358391277,45.266630215842987,314261.73339497711,0,3446.3510254968119,1,1]
[null,1202,2404.1,90.823509358391277,45.40491550817859,315221.77339497709,0,3456.879303320442,1,1]
[null,1204,2408.1,90.823509358391277,45.543431266398677,316183.41339497711,0,3467.4251275426786,1,1]
[null,1206,2412.1,90.823509358391277,45.682177490503243,317146.6533949771,0,3477.9884981635209,1,1]
[null,1208,2416.1,90.823509358391277,45.821154180492286,318111.49339497712,0,3488.5694151829698,1,1]
[null,1210,2420.1,90.823509358391277,45.960361336365814,319077.93339497712,0,3499.1678786010248,1,1]
[null,1212,2424.1,90.823509358391277,46.09979895812382,320045.9733949771,0,3509.7838884176854,1,1]
[null,1214,2428.1,90.823509358391277,46.239467045766311,321015.61339497712,0,3520.4174446329525,1,1]
[null,1216,2432.1,90.823509358391277,46.37936559929328,321986.85339497711,0,3531.0685472468253,1,1]
[null,1218,2436.1,90.823509358391277,46.519494618704734,322959.69339497713,0,3541.7371962593047,1,1]
[null,1220,2440.1,90.823509358391277,46.659854104000665,323934.13339497714,0,3552.4233916703902,1,1]
[null,1222,2444.1,90.823509358391277,46.800444055181075,324910.17339497712,0,3563.1271334800813,1,1]
[null,1224,2448.1,90.823509358391277,46.941264472245969,325887.81339497713,0,3573.8484216883789,1,1]
[null,1226,2452.1,90.823509358391277,47.082315355195341,326867.05339497712,0,3584.5872562952823,1,1]
[null,1228,2456.1,90.823509358391277,47.223596704029198,327847.89339497715,0,3595.3436373007926,1,1]
[null,1230,2460.1,90.823509358391277,47.365108518747533,328830.33339497715,0,3606.1175647049085,1,1]
[null,1232,2464.1,90.823509358391277,47.506850799350346,329814.37339497713,0,3616.9090385076302,1,1]
[null,1234,2468.1,90.823509358391277,47.648823545837644,330800.01339497714,0,3627.7180587089583,1,1]
[null,1236,2472.1,90.823509358391277,47.791026758209419,331787.25339497713,0,3638.5446253088921,1,1]
[null,1238,2476.1,90.823509358391277,47.93346043646568,332776.09339497716,0,3649.388738307433,1,1]
[null,1240,2480.1,90.823509358391277,48.076124580606418,333766.53339497716,0,3660.2503977045794,1,1]
[null,1242,2484.1,90.823509358391277,48.219019190631641,334758.57339497714,0,3671.1296035003315,1,1]
[null,1244,2488.1,90.823509358391277,48.362144266541343,335752.21339497715,0,3682.0263556946902,1,1]
[null,1246,2492.1,90.823509358391277,48.505499808335522,336747.45339497714,0,3692.940654287655,1,1]
[null,1248,2496.1,90.823509358391277,48.649085816014185,337744.29339497717,0,3703.8724992792258,1,1]
[null,1250,2500.1,90.823509358391277,48.792902289577327,338742.73339497717,0,3714.8218906694028,1,1]
[null,1252,2504.1,90.823509358391277,48.936949229024954,339742.77339497715,0,3725.7888284581859,1,1]
[null,1254,2508.1,90.823509358391277,49.081226634357058,340744.41339497716,0,3736.7733126455751,1,1]
[null,1256,2512.1,90.823509358391277,49.225734505573641,341747.65339497715,0,3747.7753432315703,1,1]
[null,1258,2516.1,90.823509358391277,49.370472842674715,342752.49339497718,0,3758.7949202161717,1,1]
[null,1260,2520.1,90.823509358391277,49.51544164566026,343758.93339497718,0,3769.8320435993792,1,1]
[null,1262,2524.1,90.823509358391277,49.660640914530283,344766.97339497716,0,3780.8867133811927,1,1]
[null,1264,2528.1,90.823509358391277,49.806070649284798,345776.61339497718,0,3791.9589295616124,1,1]
[null,1266,2532.1,90.823509358391277,49.951730849923784,346787.85339497717,0,3803.0486921406382,1,1]
[null,1268,2536.1,90.823509358391277,50.097621516447262,347800.69339497719,0,3814.1560011182701,1,1]
[null,1270,2540.1,90.823509358391277,50.243742648855211,348815.13339497719,0,3825.2808564945085,1,1]
[null,1272,2544.1,90.823509358391277,50.390094247147637,349831.17339497717,0,3836.4232582693521,1,1]
[null,1274,2548.1,90.823509358391277,50.536676311324555,350848.81339497719,0,3847.5832064428027,1,1]
[null,1276,2552.1,90.823509358391277,50.683488841385945,351868.05339497718,0,3858.760701014859,1,1]
[null,1278,2556.1,90.823509358391277,50.830531837331826,352888.8933949772,0,3869.9557419855214,1,1]
[null,1280,2560.1,90.823509358391277,50.977805299162185,353911.33339497721,0,3881.1683293547903,1,1]
[null,1282,2564.1,90.823509358391277,51.125309226877015,354935.37339497718,0,3892.3984631226645,1,1]
[null,1284,2568.1,90.823509358391277,51.273043620476336,355961.0133949772,0,3903.6461432891456,1,1]
[null,1286,2572.1,90.823509358391277,51.421008479960129,356988.25339497719,0,3914.9113698542324,1,1]
[null,1288,2576.1,90.823509358391277,51.569203805328414,358017.09339497722,0,3926.1941428179257,1,1]
[null,1290,2580.1,90.823509358391277,51.717629596581176,359047.53339497722,0,3937.4944621802247,1,1]
[null,1292,2584.1,90.823509358391277,51.866285853718409,360079.5733949772,0,3948.8123279411298,1,1]
[null,1294,2588.1,90.823509358391277,52.015172576740135,361113.21339497721,0,3960.1477401006409,1,1]
[null,1296,2592.1,90.823509358391277,52.164289765646338,362148.4533949772,0,3971.5006986587582,1,1]
[null,1298,2596.1,90.823509358391277,52.313637420437018,363185.29339497723,0,3982.871203615482,1,1]
[null,1300,2600.1,90.823509358391277,52.463215541112184,364223.73339497723,0,3994.259254970812,1,1]
[null,1302,2604.1,90.823509358391277,52.613024127671828,365263.77339497721,0,4005.6648527247476,1,1]
[null,1304,2608.1,90.823509358391277,52.763063180115957,366305.41339497722,0,4017.0879968772892,1,1]
[null,1306,2612.1,90.823509358391277,52.913332698444556,367348.65339497721,0,4028.528687428437,1,1]
[null,1308,2616.1,90.823509358391277,53.063832682657647,368393.49339497724,0,4039.9869243781914,1,1]
[null,1310,2620.1,90.823509358391277,53.214563132755217,369439.93339497724,0,4051.4627077265518,1,1]
[null,1312,2624.1,90.823509358391277,53.365524048737264,370487.97339497722,0,4062.9560374735179,1,1]
[null,1314,2628.1,90.823509358391277,53.516715430603796,371537.61339497723,0,4074.4669136190905,1,1]
[null,1316,2632.1,90.823509358391277,53.668137278354806,372588.85339497722,0,4085.9953361632688,1,1]
[null,1318,2636.1,90.823509358391277,53.8197895919903,373641.69339497725,0,4097.5413051060541,1,1]
[null,1320,2640.1,90.823509358391277,53.971672371510273,374696.13339497725,0,4109.1048204474446,1,1]
[null,1322,2644.1,90.823509358391277,54.123785616914716,375752.17339497723,0,4120.6858821874412,1,1]
[null,1324,2648.1,90.823509358391277,54.276129328203652,376809.81339497725,0,4132.2844903260439,1,1]
[null,1326,2652.1,90.823509358391277,54.428703505377065,377869.05339497724,0,4143.9006448632526,1,1]
[null,1328,2656.1,90.823509358391277,54.581508148434963,378929.89339497726,0,4155.5343457990684,1,1]
[null,1330,2660.1,90.823509358391277,54.734543257377339,379992.33339497726,0,4167.1855931334894,1,1]
[null,1332,2664.1,90.823509358391277,54.887808832204193,381056.37339497724,0,4178.8543868665165,1,1]
[null,1334,2668.1,90.823509358391277,55.041304872915539,382122.01339497726,0,4190.5407269981506,1,1]
[null,1336,2672.1,90.823509358391277,55.195031379511356,383189.25339497725,0,4202.2446135283899,1,1]
[null,1338,2676.1,90.823509358391277,55.348988351991657,384258.09339497727,0,4213.9660464572362,1,1]
[null,1340,2680.1,90.823509358391277,55.503175790356437,385328.53339497728,0,4225.7050257846877,1,1]
[null,1342,2684.1,90.823509358391277,55.657593694605694,386400.57339497725,0,4237.4615515107453,1,1]
[null,1344,2688.1,90.823509358391277,55.812242064739436,387474.21339497727,0,4249.2356236354099,1,1]
[null,1346,2692.1,90.823509358391277,55.967120900757656,388549.45339497726,0,4261.0272421586797,1,1]
[null,1348,2696.1,90.823509358391277,56.122230202660369,389626.29339497729,0,4272.8364070805565,1,1]
[null,1350,2700.1,90.823509358391277,56.277569970447551,390704.73339497729,0,4284.6631184010384,1,1]
[null,1352,2704.1,90.823509358391277,56.433140204119212,391784.77339497727,0,4296.5073761201265,1,1]
[null,1354,2708.1,90.823509358391277,56.588940903675358,392866.41339497728,0,4308.3691802378216,1,1]
[null,1356,2712.1,90.823509358391277,56.744972069115988,393949.65339497727,0,4320.2485307541219,1,1]
[null,1358,2716.1,90.823509358391277,56.901233700441097,395034.4933949773,0,4332.1454276690292,1,1]
[null,1360,2720.1,90.823509358391277,57.057725797650683,396120.9333949773,0,4344.0598709825417,1,1]
[null,1362,2724.1,90.823509358391277,57.214448360744754,397208.97339497728,0,4355.9918606946612,1,1]
[null,1364,2728.1,90.823509358391277,57.371401389723303,398298.61339497729,0,4367.9413968053859,1,1]
[null,1366,2732.1,90.823509358391277,57.52858488458633,399389.85339497728,0,4379.9084793147176,1,1]
[null,1368,2736.1,90.823509358391277,57.685998845333849,400482.69339497731,0,4391.8931082226545,1,1]
[null,1370,2740.1,90.823509358391277,57.843643271965838,401577.13339497731,0,4403.8952835291984,1,1]
[null,1372,2744.1,90.823509358391277,58.001518164482313,402673.17339497729,0,4415.9150052343475,1,1]
[null,1374,2748.1,90.823509358391277,58.159623522883265,403770.8133949773,0,4427.9522733381036,1,1]
[null,1376,2752.1,90.823509358391277,58.317959347168703,404870.05339497729,0,4440.0070878404649,1,1]
[null,1378,2756.1,90.823509358391277,58.476525637338618,405970.89339497732,0,4452.0794487414332,1,1]
[null,1380,2760.1,90.823509358391277,58.635322393393018,407073.33339497732,0,4464.1693560410076,1,1]
[null,1382,2764.1,90.823509358391277,58.794349615331889,408177.3733949773,0,4476.2768097391872,1,1]
[null,1384,2768.1,90.823509358391277,58.953607303155252,409283.01339497732,0,4488.4018098359738,1,1]
[null,1386,2772.1,90.823509358391277,59.113095456863086,410390.25339497731,0,4500.5443563313656,1,1]
[null,1388,2776.1,90.823509358391277,59.272814076455411,411499.09339497733,0,4512.7044492253644,1,1]
[null,1390,2780.1,90.823509358391277,59.432763161932215,412609.53339497733,0,4524.8820885179694,1,1]
[null,1392,2784.1,90.823509358391277,59.592942713293489,413721.57339497731,0,4537.0772742091794,1,1]
[null,1394,2788.1,90.823509358391277,59.753352730539255,414835.21339497733,0,4549.2900062989966,1,1]
[null,1396,2792.1,90.823509358391277,59.913993213669499,415950.45339497732,0,4561.5202847874189,1,1]
[null,1398,2796.1,90.823509358391277,60.074864162684221,417067.29339497734,0,4573.7681096744482,1,1]
[null,1400,2800.1,90.823509358391277,60.235965577583428,418185.73339497735,0,4586.0334809600836,1,1]
[null,1402,2804.1,90.823509358391277,60.397297458367113,419305.77339497732,0,4598.3163986443242,1,1]
[null,1404,2808.1,90.823509358391277,60.558859805035276,420427.41339497734,0,4610.6168627271718,1,1]
[null,1406,2812.1,90.823509358391277,60.720652617587923,421550.65339497733,0,4622.9348732086246,1,1]
[null,1408,2816.1,90.823509358391277,60.882675896025056,422675.49339497735,0,4635.2704300886844,1,1]
[null,1410,2820.1,90.823509358391277,61.044929640346666,423801.93339497736,0,4647.6235333673503,1,1]
[null,1412,2824.1,90.823509358391277,61.207413850552754,424929.97339497734,0,4659.9941830446214,1,1]
[null,1414,2828.1,90.823509358391277,61.370128526643327,426059.61339497735,0,4672.3823791204995,1,1]
[null,1416,2832.1,90.823509358391277,61.533073668618371,427190.85339497734,0,4684.7881215949837,1,1]
[null,1418,2836.1,90.823509358391277,61.696249276477907,428323.69339497737,0,4697.2114104680741,1,1]
[null,1420,2840.1,90.823509358391277,61.859655350221921,429458.13339497737,0,4709.6522457397705,1,1]
[null,1422,2844.1,90.823509358391277,62.023291889850412,430594.17339497735,0,4722.1106274100721,1,1]
[null,1424,2848.1,90.823509358391277,62.187158895363389,431731.81339497736,0,4734.5865554789807,1,1]
[null,1426,2852.1,90.823509358391277,62.351256366760843,432871.05339497735,0,4747.0800299464954,1,1]
[null,1428,2856.1,90.823509358391277,62.515584304042783,434011.89339497738,0,4759.5910508126162,1,1]
[null,1430,2860.1,90.823509358391277,62.6801427072092,435154.33339497738,0,4772.1196180773422,1,1]
[null,1432,2864.1,90.823509358391277,62.844931576260095,436298.37339497736,0,4784.6657317406753,1,1]
[null,1434,2868.1,90.823509358391277,63.009950911195475,437444.01339497737,0,4797.2293918026144,1,1]
[null,1436,2872.1,90.823509358391277,63.175200712015332,438591.25339497736,0,4809.8105982631596,1,1]
[null,1438,2876.1,90.823509358391277,63.340680978719675,439740.09339497739,0,4822.4093511223109,1,1]
[null,1440,2880.1,90.823509358391277,63.506391711308503,440890.53339497739,0,4835.0256503800683,1,1]
[null,1442,2884.1,90.823509358391277,63.672332909781801,442042.57339497737,0,4847.6594960364309,1,1]
[null,1444,2888.1,90.823509358391277,63.838504574139584,443196.21339497739,0,4860.3108880914006,1,1]
[null,1446,2892.1,90.823509358391277,64.004906704381838,444351.45339497738,0,4872.9798265449763,1,1]
[null,1448,2896.1,90.823509358391277,64.171539300508599,445508.2933949774,0,4885.6663113971581,1,1]
[null,1450,2900.1,90.823509358391277,64.338402362519815,446666.7333949774,0,4898.370342647946,1,1]
[null,1452,2904.1,90.823509358391277,64.505495890415517,447826.77339497738,0,4911.0919202973391,1,1]
[null,1454,2908.1,90.823509358391277,64.672819884195704,448988.4133949774,0,4923.8310443453393,1,1]
[null,1456,2912.1,90.823509358391277,64.840374343860375,450151.65339497739,0,4936.5877147919455,1,1]
[null,1458,2916.1,90.823509358391277,65.008159269409532,451316.49339497741,0,4949.3619316371578,1,1]
[null,1460,2920.1,90.823509358391277,65.176174660843159,452482.93339497742,0,4962.1536948809762,1,1]
[null,1462,2924.1,90.823509358391277,65.344420518161272,453650.97339497739,0,4974.9630045234007,1,1]
[null,1464,2928.1,90.823509358391277,65.512896841363855,454820.61339497741,0,4987.7898605644314,1,1]
[null,1466,2932.1,90.823509358391277,65.681603630450923,455991.8533949774,0,5000.6342630040681,1,1]
[null,1468,2936.1,90.823509358391277,65.85054088542249,457164.69339497742,0,5013.4962118423109,1,1]
[null,1470,2940.1,90.823509358391277,66.019708606278513,458339.13339497743,0,5026.3757070791598,1,1]
[null,1472,2944.1,90.823509358391277,66.189106793019022,459515.17339497741,0,5039.2727487146149,1,1]
[null,1474,2948.1,90.823509358391277,66.358735445644029,460692.81339497742,0,5052.187336748676,1,1]
[null,1476,2952.1,90.823509358391277,66.528594564153494,461872.05339497741,0,5065.1194711813432,1,1]
[null,1478,2956.1,90.823509358391277,66.698684148547457,463052.89339497744,0,5078.0691520126165,1,1]
[null,1480,2960.1,90.823509358391277,66.869004198825891,464235.33339497744,0,5091.036379242496,1,1]
[null,1482,2964.1,90.823509358391277,67.03955471498881,465419.37339497742,0,5104.0211528709815,1,1]
[null,1484,2968.1,90.823509358391277,67.210335697036214,466605.01339497743,0,5117.0234728980731,1,1]
[null,1486,2972.1,90.823509358391277,67.381347144968089,467792.25339497742,0,5130.0433393237709,1,1]
[null,1488,2976.1,90.823509358391277,67.552589058784463,468981.09339497745,0,5143.0807521480747,1,1]
[null,1490,2980.1,90.823509358391277,67.724061438485293,470171.53339497745,0,5156.1357113709846,1,1]
[null,1492,2984.1,90.823509358391277,67.895764284070623,471363.57339497743,0,5169.2082169925006,1,1]
[null,1494,2988.1,90.823509358391277,68.067697595540423,472557.21339497744,0,5182.2982690126228,1,1]
[null,1496,2992.1,90.823509358391277,68.239861372894708,473752.45339497743,0,5195.405867431351,1,1]
[null,1498,2996.1,90.823509358391277,68.412255616133478,474949.29339497746,0,5208.5310122486853,1,1]
[null,1500,3000.1,90.823509358391277,68.584880325256719,476147.73339497746,0,5221.6737034646267,1,1]
[null,1502,3004.1,90.823509358391277,68.757735500264445,477347.77339497744,0,5234.8339410791723,1,1]
[null,1504,3008.1,90.823509358391277,68.930821141156656,478549.41339497746,0,5248.0117250923258,1,1]
[null,1506,3012.1,90.823509358391277,69.104137247933338,479752.65339497745,0,5261.2070555040846,1,1]
[null,1508,3016.1,90.823509358391277,69.277683820594518,480957.49339497747,0,5274.4199323144494,1,1]
[null,1510,3020.1,90.823509358391277,69.451460859140155,482163.93339497747,0,5287.6503555234203,1,1]
[null,1512,3024.1,90.823509358391277,69.625468363570292,483371.97339497745,0,5300.8983251309974,1,1]
[null,1514,3028.1,90.823509358391277,69.799706333884899,484581.61339497747,0,5314.1638411371805,1,1]
[null,1516,3032.1,90.823509358391277,69.974174770083991,485792.85339497746,0,5327.4469035419697,1,1]
[null,1518,3036.1,90.823509358391277,70.148873672167568,487005.69339497748,0,5340.747512345366,1,1]
[null,1520,3040.1,90.823509358391277,70.32380304013563,488220.13339497749,0,5354.0656675473674,1,1]
[null,1522,3044.1,90.823509358391277,70.498962873988162,489436.17339497746,0,5367.4013691479749,1,1]
[null,1524,3048.1,90.823509358391277,70.67435317372518,490653.81339497748,0,5380.7546171471886,1,1]
[null,1526,3052.1,90.823509358391277,70.849973939346668,491873.05339497747,0,5394.1254115450083,1,1]
[null,1528,3056.1,90.823509358391277,71.025825170852642,493093.89339497749,0,5407.5137523414351,1,1]
[null,1530,3060.1,90.823509358391277,71.2019068682431,494316.3333949775,0,5420.919639536467,1,1]
[null,1532,3064.1,90.823509358391277,71.378219031518043,495540.37339497748,0,5434.343073130105,1,1]
[null,1534,3068.1,90.823509358391277,71.554761660677471,496766.01339497749,0,5447.7840531223492,1,1]
[null,1536,3072.1,90.823509358391277,71.73153475572137,497993.25339497748,0,5461.2425795132003,1,1]
[null,1538,3076.1,90.823509358391277,71.908538316649754,499222.09339497751,0,5474.7186523026567,1,1]
[null,1540,3080.1,90.823509358391277,72.085772343462608,500452.53339497751,0,5488.2122714907191,1,1]
[null,1542,3084.1,90.823509358391277,72.263236836159948,501684.57339497749,0,5501.7234370773876,1,1]
[null,1544,3088.1,90.823509358391277,72.440931794741772,502918.2133949775,0,5515.2521490626632,1,1]
[null,1546,3092.1,90.823509358391277,72.618857219208081,504153.45339497749,0,5528.7984074465439,1,1]
[null,1548,3096.1,90.823509358391277,72.797013109558861,505390.29339497752,0,5542.3622122290317,1,1]
[null,1550,3100.1,90.823509358391277,72.97539946579414,506628.73339497752,0,5555.9435634101246,1,1]
[null,1552,3104.1,90.823509358391277,73.154016287913876,507868.7733949775,0,5569.5424609898237,1,1]
[null,1554,3108.1,90.823509358391277,73.332863575918111,509110.41339497751,0,5583.1589049681288,1,1]
[null,1556,3112.1,90.823509358391277,73.511941329806817,510353.6533949775,0,5596.792895345041,1,1]
[null,1558,3116.1,90.823509358391277,73.691249549580007,511598.49339497753,0,5610.4444321205583,1,1]
[null,1560,3120.1,90.823509358391277,73.870788235237683,512844.93339497753,0,5624.1135152946827,1,1]
[null,1562,3124.1,90.823509358391277,74.050557386779829,514092.97339497751,0,5637.8001448674122,1,1]
[null,1564,3128.1,90.823509358391277,74.23055700420646,515342.61339497752,0,5651.5043208387478,1,1]
[null,1566,3132.1,90.823509358391277,74.410787087517576,516593.85339497752,0,5665.2260432086905,1,1]
[null,1568,3136.1,90.823509358391277,74.591247636713163,517846.69339497754,0,5678.9653119772383,1,1]
[null,1570,3140.1,90.823509358391277,74.771938651793249,519101.13339497754,0,5692.7221271443932,1,1]
[null,1572,3144.1,90.823509358391277,74.952860132757792,520357.17339497752,0,5706.4964887101532,1,1]
[null,1574,3148.1,90.823509358391277,75.134012079606833,521614.81339497754,0,5720.2883966745194,1,1]
[null,1576,3152.1,90.823509358391277,75.315394492340346,522874.05339497753,0,5734.0978510374925,1,1]
[null,1578,3156.1,90.823509358391277,75.497007370958343,524134.89339497755,0,5747.9248517990709,1,1]
[null,1580,3160.1,90.823509358391277,75.678850715460825,525397.3333949775,0,5761.7693989592553,1,1]
[null,1582,3164.1,90.823509358391277,75.860924525847778,526661.37339497753,0,5775.6314925180468,1,1]
[null,1584,3168.1,90.823509358391277,76.043228802119231,527927.01339497755,0,5789.5111324754444,1,1]
[null,1586,3172.1,90.823509358391277,76.225763544275139,529194.25339497754,0,5803.4083188314471,1,1]
[null,1588,3176.1,90.823509358391277,76.408528752315547,530463.09339497751,0,5817.323051586056,1,1]
[null,1590,3180.1,90.823509358391277,76.591524426240412,531733.53339497745,0,5831.2553307392709,1,1]
[null,1592,3184.1,90.823509358391277,76.774750566049789,533005.57339497749,0,5845.2051562910929,1,1]
[null,1594,3188.1,90.823509358391277,76.958207171743638,534279.2133949775,0,5859.17252824152,1,1]
[null,1596,3192.1,90.823509358391277,77.141894243321957,535554.45339497749,0,5873.1574465905542,1,1]
[null,1598,3196.1,90.823509358391277,77.325811780784761,536831.29339497746,0,5887.1599113381935,1,1]
[null,1600,3200.1,90.823509358391277,77.509959784132036,538109.7333949774,0,5901.179922484439,1,1]
[null,1602,3204.1,90.823509358391277,77.69433825336381,539389.77339497744,0,5915.2174800292914,1,1]
[null,1604,3208.1,90.823509358391277,77.878947188480055,540671.41339497746,0,5929.2725839727491,1,1]
[null,1606,3212.1,90.823509358391277,78.063786589480785,541954.65339497745,0,5943.3452343148138,1,1]
[null,1608,3216.1,90.823509358391277,78.248856456365985,543239.49339497741,0,5957.4354310554836,1,1]
[null,1610,3220.1,90.823509358391277,78.43415678913567,544525.93339497736,0,5971.5431741947596,1,1]
[null,1612,3224.1,90.823509358391277,78.619687587789855,545813.97339497739,0,5985.6684637326425,1,1]
[null,1614,3228.1,90.823509358391277,78.80544885232851,547103.61339497741,0,5999.8112996691316,1,1]
[null,1616,3232.1,90.823509358391277,78.991440582751636,548394.8533949774,0,6013.9716820042258,1,1]
[null,1618,3236.1,90.823509358391277,79.177662779059247,549687.69339497737,0,6028.1496107379262,1,1]
[null,1620,3240.1,90.823509358391277,79.364115441251329,550982.13339497731,0,6042.3450858702327,1,1]
[null,1622,3244.1,90.823509358391277,79.55079856932791,552278.17339497735,0,6056.5581074011461,1,1]
[null,1624,3248.1,90.823509358391277,79.737712163288975,553575.81339497736,0,6070.7886753306657,1,1]
[null,1626,3252.1,90.823509358391277,79.924856223134512,554875.05339497735,0,6085.0367896587913,1,1]
[null,1628,3256.1,90.823509358391277,80.112230748864519,556175.89339497732,0,6099.3024503855222,1,1]
[null,1630,3260.1,90.823509358391277,80.299835740479011,557478.33339497726,0,6113.5856575108592,1,1]
[null,1632,3264.1,90.823509358391277,80.487671197977988,558782.3733949773,0,6127.8864110348031,1,1]
[null,1634,3268.1,90.823509358391277,80.675737121361465,560088.01339497732,0,6142.2047109573532,1,1]
[null,1636,3272.1,90.823509358391277,80.864033510629397,561395.25339497731,0,6156.5405572785094,1,1]
[null,1638,3276.1,90.823509358391277,81.052560365781815,562704.09339497727,0,6170.8939499982707,1,1]
[null,1640,3280.1,90.823509358391277,81.241317686818704,564014.53339497722,0,6185.2648891166382,1,1]
[null,1642,3284.1,90.823509358391277,81.430305473740106,565326.57339497725,0,6199.6533746336127,1,1]
[null,1644,3288.1,90.823509358391277,81.619523726545964,566640.21339497727,0,6214.0594065491932,1,1]
[null,1646,3292.1,90.823509358391277,81.808972445236307,567955.45339497726,0,6228.482984863379,1,1]
[null,1648,3296.1,90.823509358391277,81.998651629811135,569272.29339497723,0,6242.9241095761718,1,1]
[null,1650,3300.1,90.823509358391277,82.188561280270434,570590.73339497717,0,6257.3827806875697,1,1]
[null,1652,3304.1,90.823509358391277,82.378701396614218,571910.77339497721,0,6271.8589981975747,1,1]
[null,1654,3308.1,90.823509358391277,82.569071978842487,573232.41339497722,0,6286.3527621061858,1,1]
[null,1656,3312.1,90.823509358391277,82.759673026955241,574555.65339497721,0,6300.8640724134029,1,1]
[null,1658,3316.1,90.823509358391277,82.950504540952466,575880.49339497718,0,6315.3929291192253,1,1]
[null,1660,3320.1,90.823509358391277,83.141566520834175,577206.93339497712,0,6329.9393322236538,1,1]
[null,1662,3324.1,90.823509358391277,83.332858966600369,578534.97339497716,0,6344.5032817266892,1,1]
[null,1664,3328.1,90.823509358391277,83.524381878251049,579864.61339497718,0,6359.0847776283308,1,1]
[null,1666,3332.1,90.823509358391277,83.716135255786199,581195.85339497717,0,6373.6838199285785,1,1]
[null,1668,3336.1,90.823509358391277,83.90811909920582,582528.69339497713,0,6388.3004086274323,1,1]
[null,1670,3340.1,90.823509358391277,84.100333408509925,583863.13339497708,0,6402.9345437248912,1,1]
[null,1672,3344.1,90.823509358391277,84.29277818369853,585199.17339497712,0,6417.5862252209572,1,1]
[null,1674,3348.1,90.823509358391277,84.485453424771606,586536.81339497713,0,6432.2554531156293,1,1]
[null,1676,3352.1,90.823509358391277,84.678359131729167,587876.05339497712,0,6446.9422274089075,1,1]
[null,1678,3356.1,90.823509358391277,84.871495304571198,589216.89339497709,0,6461.6465481007908,1,1]
[null,1680,3360.1,90.823509358391277,85.064861943297714,590559.33339497703,0,6476.3684151912803,1,1]
[null,1682,3364.1,90.823509358391277,85.258459047908715,591903.37339497707,0,6491.1078286803777,1,1]
[null,1684,3368.1,90.823509358391277,85.452286618404202,593249.01339497708,0,6505.8647885680803,1,1]
[null,1686,3372.1,90.823509358391277,85.646344654784158,594596.25339497707,0,6520.6392948543889,1,1]
[null,1688,3376.1,90.823509358391277,85.8406331570486,595945.09339497704,0,6535.4313475393028,1,1]
[null,1690,3380.1,90.823509358391277,86.035152125197513,597295.53339497698,0,6550.2409466228228,1,1]
[null,1692,3384.1,90.823509358391277,86.229901559230925,598647.57339497702,0,6565.0680921049507,1,1]
[null,1694,3388.1,90.823509358391277,86.424881459148807,600001.21339497704,0,6579.9127839856837,1,1]
[null,1696,3392.1,90.823509358391277,86.620091824951174,601356.45339497703,0,6594.7750222650229,1,1]
[null,1698,3396.1,90.823509358391277,86.815532656638013,602713.29339497699,0,6609.6548069429673,1,1]
[null,1700,3400.1,90.823509358391277,87.011203954209336,604071.73339497694,0,6624.5521380195187,1,1]
[null,1702,3404.1,90.823509358391277,87.207105717665158,605431.77339497698,0,6639.4670154946762,1,1]
[null,1704,3408.1,90.823509358391277,87.403237947005437,606793.41339497699,0,6654.3994393684397,1,1]
[null,1706,3412.1,90.823509358391277,87.599600642230214,608156.65339497698,0,6669.3494096408094,1,1]
[null,1708,3416.1,90.823509358391277,87.796193803339463,609521.49339497695,0,6684.3169263117852,1,1]
[null,1710,3420.1,90.823509358391277,87.993017430333182,610887.93339497689,0,6699.3019893813662,1,1]
[null,1712,3424.1,90.823509358391277,88.190071523211401,612255.97339497693,0,6714.3045988495551,1,1]
[null,1714,3428.1,90.823509358391277,88.38735608197409,613625.61339497694,0,6729.3247547163492,1,1]
[null,1716,3432.1,90.823509358391277,88.584871106621264,614996.85339497693,0,6744.3624569817493,1,1]
[null,1718,3436.1,90.823509358391277,88.782616597152924,616369.6933949769,0,6759.4177056457547,1,1]
[null,1720,3440.1,90.823509358391277,88.980592553569039,617744.13339497685,0,6774.4905007083671,1,1]
[null,1722,3444.1,90.823509358391277,89.178798975869668,619120.17339497688,0,6789.5808421695856,1,1]
[null,1724,3448.1,90.823509358391277,89.377235864054768,620497.8133949769,0,6804.6887300294102,1,1]
[null,1726,3452.1,90.823509358391277,89.575903218124338,621877.05339497689,0,6819.8141642878409,1,1]
[null,1728,3456.1,90.823509358391277,89.774801038078394,623257.89339497685,0,6834.9571449448777,1,1]
[null,1730,3460.1,90.823509358391277,89.973929323916934,624640.3333949768,0,6850.1176720005205,1,1]
[null,1732,3464.1,90.823509358391277,90.17328807563996,626024.37339497684,0,6865.2957454547695,1,1]
[null,1734,3468.1,90.823509358391277,90.372877293247456,627410.01339497685,0,6880.4913653076246,1,1]
[null,1736,3472.1,90.823509358391277,90.572696976739437,628797.25339497684,0,6895.7045315590858,1,1]
[null,1738,3476.1,90.823509358391277,90.772747126115902,630186.09339497681,0,6910.9352442091531,1,1]
[null,1740,3480.1,90.823509358391277,90.973027741376839,631576.53339497675,0,6926.1835032578265,1,1]
[null,1742,3484.1,90.823509358391277,91.173538822522261,632968.57339497679,0,6941.449308705106,1,1]
[null,1744,3488.1,90.823509358391277,91.374280369552167,634362.2133949768,0,6956.7326605509925,1,1]
[null,1746,3492.1,90.823509358391277,91.575252382466559,635757.45339497679,0,6972.0335587954842,1,1]
[null,1748,3496.1,90.823509358391277,91.776454861265421,637154.29339497676,0,6987.352003438582,1,1]
[null,1750,3500.1,90.823509358391277,91.977887805948754,638552.73339497671,0,7002.6879944802849,1,1]
[null,1752,3504.1,90.823509358391277,92.179551216516586,639952.77339497674,0,7018.0415319205958,1,1]
[null,1754,3508.1,90.823509358391277,92.381445092968903,641354.41339497676,0,7033.4126157595119,1,1]
[null,1756,3512.1,90.823509358391277,92.583569435305691,642757.65339497675,0,7048.8012459970341,1,1]
[null,1758,3516.1,90.823509358391277,92.785924243526964,644162.49339497671,0,7064.2074226331624,1,1]
[null,1760,3520.1,90.823509358391277,92.988509517632707,645568.93339497666,0,7079.6311456678968,1,1]
[null,1762,3524.1,90.823509358391277,93.191325257622935,646976.9733949767,0,7095.0724151012373,1,1]
[null,1764,3528.1,90.823509358391277,93.394371463497663,648386.61339497671,0,7110.5312309331848,1,1]
[null,1766,3532.1,90.823509358391277,93.597648135256847,649797.8533949767,0,7126.0075931637375,1,1]
[null,1768,3536.1,90.823509358391277,93.801155272900516,651210.69339497667,0,7141.5015017928963,1,1]
[null,1770,3540.1,90.823509358391277,94.00489287642867,652625.13339497661,0,7157.0129568206603,1,1]
[null,1772,3544.1,90.823509358391277,94.208860945841309,654041.17339497665,0,7172.5419582470322,1,1]
[null,1774,3548.1,90.823509358391277,94.413059481138433,655458.81339497666,0,7188.0885060720102,1,1]
[null,1776,3552.1,90.823509358391277,94.617488482320027,656878.05339497665,0,7203.6526002955934,1,1]
[null,1778,3556.1,90.823509358391277,94.822147949386107,658298.89339497662,0,7219.2342409177827,1,1]
[null,1780,3560.1,90.823509358391277,95.027037882336657,659721.33339497657,0,7234.8334279385772,1,1]
[null,1782,3564.1,90.823509358391277,95.232158281171706,661145.3733949766,0,7250.4501613579796,1,1]
[null,1784,3568.1,90.823509358391277,95.437509145891227,662571.01339497662,0,7266.0844411759881,1,1]
[null,1786,3572.1,90.823509358391277,95.643090476495232,663998.25339497661,0,7281.7362673926018,1,1]
[null,1788,3576.1,90.823509358391277,95.848902272983707,665427.09339497657,0,7297.4056400078216,1,1]
[null,1790,3580.1,90.823509358391277,96.054944535356668,666857.53339497652,0,7313.0925590216475,1,1]
[null,1792,3584.1,90.823509358391277,96.261217263614114,668289.57339497656,0,7328.7970244340795,1,1]
[null,1794,3588.1,90.823509358391277,96.467720457756045,669723.21339497657,0,7344.5190362451185,1,1]
[null,1796,3592.1,90.823509358391277,96.674454117782446,671158.45339497656,0,7360.2585944547627,1,1]
[null,1798,3596.1,90.823509358391277,96.881418243693332,672595.29339497653,0,7376.015699063013,1,1]
[null,1800,3600.1,90.823509358391277,97.088612835488689,674033.73339497647,0,7391.7903500698694,1,1]
[null,1802,3604.1,90.823509358391277,97.296037893168545,675473.77339497651,0,7407.5825474753328,1,1]
[null,1804,3608.1,90.823509358391277,97.503693416732872,676915.41339497652,0,7423.3922912794023,1,1]
[null,1806,3612.1,90.823509358391277,97.711579406181684,678358.65339497651,0,7439.219581482077,1,1]
[null,1808,3616.1,90.823509358391277,97.919695861514967,679803.49339497648,0,7455.0644180833579,1,1]
[null,1810,3620.1,90.823509358391277,98.128042782732734,681249.93339497643,0,7470.9268010832448,1,1]
[null,1812,3624.1,90.823509358391277,98.336620169835001,682697.97339497646,0,7486.8067304817387,1,1]
[null,1814,3628.1,90.823509358391277,98.545428022821739,684147.61339497648,0,7502.7042062788378,1,1]
[null,1816,3632.1,90.823509358391277,98.754466341692947,685598.85339497647,0,7518.6192284745439,1,1]
[null,1818,3636.1,90.823509358391277,98.96373512644864,687051.69339497644,0,7534.5517970688552,1,1]
[null,1820,3640.1,90.823509358391277,99.173234377088804,688506.13339497638,0,7550.5019120617726,1,1]
[null,1822,3644.1,90.823509358391277,99.382964093613467,689962.17339497642,0,7566.469573453297,1,1]
[null,1824,3648.1,90.823509358391277,99.592924276022615,691419.81339497643,0,7582.4547812434266,1,1]
[null,1826,3652.1,90.823509358391277,99.803114924316233,692879.05339497642,0,7598.4575354321632,1,1]
[null,1828,3656.1,90.823509358391277,100.01353603849432,694339.89339497639,0,7614.477836019505,1,1]
[null,1830,3660.1,90.823509358391277,100.2241876185569,695802.33339497633,0,7630.515683005453,1,1]
[null,1832,3664.1,90.823509358391277,100.43506966450396,697266.37339497637,0,7646.5710763900079,1,1]
[null,1834,3668.1,90.823509358391277,100.6461821763355,698732.01339497638,0,7662.644016173168,1,1]
[null,1836,3672.1,90.823509358391277,100.85752515405153,700199.25339497637,0,7678.7345023549351,1,1]
[null,1838,3676.1,90.823509358391277,101.06909859765203,701668.09339497634,0,7694.8425349353074,1,1]
[null,1840,3680.1,90.823509358391277,101.280902507137,703138.53339497629,0,7710.9681139142858,1,1]
[null,1842,3684.1,90.823509358391277,101.49293688250647,704610.57339497632,0,7727.1112392918712,1,1]
[null,1844,3688.1,90.823509358391277,101.70520172376042,706084.21339497634,0,7743.2719110680628,1,1]
[null,1846,3692.1,90.823509358391277,101.91769703089885,707559.45339497633,0,7759.4501292428595,1,1]
[null,1848,3696.1,90.823509358391277,102.13042280392175,709036.2933949763,0,7775.6458938162632,1,1]
[null,1850,3700.1,90.823509358391277,102.34337904282913,710514.73339497624,0,7791.8592047882721,1,1]
[null,1852,3704.1,90.823509358391277,102.55656574762101,711994.77339497628,0,7808.090062158888,1,1]
[null,1854,3708.1,90.823509358391277,102.76998291829736,713476.41339497629,0,7824.3384659281101,1,1]
[null,1856,3712.1,90.823509358391277,102.98363055485819,714959.65339497628,0,7840.6044160959373,1,1]
[null,1858,3716.1,90.823509358391277,103.1975086573035,716444.49339497625,0,7856.8879126623706,1,1]
[null,1860,3720.1,90.823509358391277,103.41161722563328,717930.93339497619,0,7873.18895562741,1,1]
[null,1862,3724.1,90.823509358391277,103.62595625984756,719418.97339497623,0,7889.5075449910573,1,1]
[null,1864,3728.1,90.823509358391277,103.84052575994632,720908.61339497624,0,7905.8436807533089,1,1]
[null,1866,3732.1,90.823509358391277,104.05532572592955,722399.85339497623,0,7922.1973629141676,1,1]
[null,1868,3736.1,90.823509358391277,104.27035615779727,723892.6933949762,0,7938.5685914736314,1,1]
[null,1870,3740.1,90.823509358391277,104.48561705554945,725387.13339497615,0,7954.9573664317013,1,1]
[null,1872,3744.1,90.823509358391277,104.70110841918614,726883.17339497618,0,7971.3636877883791,1,1]
[null,1874,3748.1,90.823509358391277,104.9168302487073,728380.8133949762,0,7987.7875555436622,1,1]
[null,1876,3752.1,90.823509358391277,105.13278254411294,729880.05339497619,0,8004.2289696975504,1,1]
[null,1878,3756.1,90.823509358391277,105.34896530540306,731380.89339497616,0,8020.6879302500456,1,1]
[null,1880,3760.1,90.823509358391277,105.56537853257764,732883.3333949761,0,8037.164437201146,1,1]
[null,1882,3764.1,90.823509358391277,105.78202222563674,734387.37339497614,0,8053.6584905508535,1,1]
[null,1884,3768.1,90.823509358391277,105.99889638458029,735893.01339497615,0,8070.170090299167,1,1]
[null,1886,3772.1,90.823509358391277,106.21600100940834,737400.25339497614,0,8086.6992364460866,1,1]
[null,1888,3776.1,90.823509358391277,106.43333610012085,738909.09339497611,0,8103.2459289916114,1,1]
[null,1890,3780.1,90.823509358391277,106.65090165671786,740419.53339497605,0,8119.8101679357424,1,1]
[null,1892,3784.1,90.823509358391277,106.86869767919934,741931.57339497609,0,8136.3919532784803,1,1]
[null,1894,3788.1,90.823509358391277,107.08672416756532,743445.2133949761,0,8152.9912850198252,1,1]
[null,1896,3792.1,90.823509358391277,107.30498112181576,744960.4533949761,0,8169.6081631597744,1,1]
[null,1898,3796.1,90.823509358391277,107.52346854195069,746477.29339497606,0,8186.2425876983307,1,1]
[null,1900,3800.1,90.823509358391277,107.74218642797008,747995.73339497601,0,8202.8945586354912,1,1]
[null,1902,3804.1,90.823509358391277,107.96113477987399,749515.77339497604,0,8219.5640759712605,1,1]
[null,1904,3808.1,90.823509358391277,108.18031359766236,751037.41339497606,0,8236.2511397056351,1,1]
[null,1906,3812.1,90.823509358391277,108.39972288133521,752560.65339497605,0,8252.9557498386166,1,1]
[null,1908,3816.1,90.823509358391277,108.61936263089254,754085.49339497602,0,8269.6779063702015,1,1]
[null,1910,3820.1,90.823509358391277,108.83923284633434,755611.93339497596,0,8286.4176093003935,1,1]
[null,1912,3824.1,90.823509358391277,109.05933352766064,757139.973394976,0,8303.1748586291942,1,1]
[null,1914,3828.1,90.823509358391277,109.27966467487141,758669.61339497601,0,8319.9496543565983,1,1]
[null,1916,3832.1,90.823509358391277,109.50022628796667,760200.853394976,0,8336.7419964826095,1,1]
[null,1918,3836.1,90.823509358391277,109.72101836694641,761733.69339497597,0,8353.5518850072258,1,1]
[null,1920,3840.1,90.823509358391277,109.94204091181061,763268.13339497591,0,8370.3793199304491,1,1]
[null,1922,3844.1,90.823509358391277,110.16329392255932,764804.17339497595,0,8387.2243012522795,1,1]
[null,1924,3848.1,90.823509358391277,110.3847773991925,766341.81339497596,0,8404.086828972715,1,1]
[null,1926,3852.1,90.823509358391277,110.60649134171015,767881.05339497596,0,8420.9669030917557,1,1]
[null,1928,3856.1,90.823509358391277,110.82843575011229,769421.89339497592,0,8437.8645236094035,1,1]
[null,1930,3860.1,90.823509358391277,111.05061062439891,770964.33339497587,0,8454.7796905256564,1,1]
[null,1932,3864.1,90.823509358391277,111.27301596457002,772508.3733949759,0,8471.7124038405163,1,1]
[null,1934,3868.1,90.823509358391277,111.4956517706256,774054.01339497592,0,8488.6626635539833,1,1]
[null,1936,3872.1,90.823509358391277,111.71851804256566,775601.25339497591,0,8505.6304696660554,1,1]
[null,1938,3876.1,90.823509358391277,111.94161478039021,777150.09339497588,0,8522.6158221767328,1,1]
[null,1940,3880.1,90.823509358391277,112.16494198409922,778700.53339497582,0,8539.6187210860171,1,1]
[null,1942,3884.1,90.823509358391277,112.38849965369273,780252.57339497586,0,8556.6391663939085,1,1]
[null,1944,3888.1,90.823509358391277,112.61228778917072,781806.21339497587,0,8573.677158100405,1,1]
[null,1946,3892.1,90.823509358391277,112.8363063905332,783361.45339497586,0,8590.7326962055067,1,1]
[null,1948,3896.1,90.823509358391277,113.06055545778014,784918.29339497583,0,8607.8057807092155,1,1]
[null,1950,3900.1,90.823509358391277,113.28503499091156,786476.73339497577,0,8624.8964116115294,1,1]
[null,1952,3904.1,90.823509358391277,113.50974498992747,788036.77339497581,0,8642.0045889124522,1,1]
[null,1954,3908.1,90.823509358391277,113.73468545482787,789598.41339497583,0,8659.1303126119783,1,1]
[null,1956,3912.1,90.823509358391277,113.95985638561274,791161.65339497582,0,8676.2735827101114,1,1]
[null,1958,3916.1,90.823509358391277,114.18525778228208,792726.49339497578,0,8693.4343992068516,1,1]
[null,1960,3920.1,90.823509358391277,114.4108896448359,794292.93339497573,0,8710.6127621021951,1,1]
[null,1962,3924.1,90.823509358391277,114.63675197327423,795860.97339497576,0,8727.8086713961475,1,1]
[null,1964,3928.1,90.823509358391277,114.86284476759702,797430.61339497578,0,8745.022127088705,1,1]
[null,1966,3932.1,90.823509358391277,115.08916802780431,799001.85339497577,0,8762.2531291798696,1,1]
[null,1968,3936.1,90.823509358391277,115.31572175389606,800574.69339497574,0,8779.5016776696393,1,1]
[null,1970,3940.1,90.823509358391277,115.54250594587229,802149.13339497568,0,8796.7677725580143,1,1]
[null,1972,3944.1,90.823509358391277,115.76952060373301,803725.17339497572,0,8814.0514138449962,1,1]
[null,1974,3948.1,90.823509358391277,115.99676572747821,805302.81339497573,0,8831.3526015305852,1,1]
[null,1976,3952.1,90.823509358391277,116.2242413171079,806882.05339497572,0,8848.6713356147793,1,1]
[null,1978,3956.1,90.823509358391277,116.45194737262204,808462.89339497569,0,8866.0076160975805,1,1]
[null,1980,3960.1,90.823509358391277,116.67988389402068,810045.33339497563,0,8883.361442978985,1,1]
[null,1982,3964.1,90.823509358391277,116.90805088130381,811629.37339497567,0,8900.7328162589984,1,1]
[null,1984,3968.1,90.823509358391277,117.13644833447141,813215.01339497569,0,8918.1217359376169,1,1]
[null,1986,3972.1,90.823509358391277,117.3650762535235,814802.25339497568,0,8935.5282020148425,1,1]
[null,1988,3976.1,90.823509358391277,117.59393463846006,816391.09339497564,0,8952.9522144906732,1,1]
[null,1990,3980.1,90.823509358391277,117.8230234892811,817981.53339497559,0,8970.3937733651092,1,1]
[null,1992,3984.1,90.823509358391277,118.05234280598663,819573.57339497562,0,8987.8528786381539,1,1]
[null,1994,3988.1,90.823509358391277,118.28189258857664,821167.21339497564,0,9005.3295303098021,1,1]
[null,1996,3992.1,90.823509358391277,118.51167283705112,822762.45339497563,0,9022.8237283800572,1,1]
[null,1998,3996.1,90.823509358391277,118.74168355141009,824359.2933949756,0,9040.3354728489194,1,1]
[null,2000,4000.1,90.823509358391277,118.97192473165353,825957.73339497554,0,9057.8647637163867,1,1]
[null,2002,4004.1,90.823509358391277,119.20239637778147,827557.77339497558,0,9075.4116009824611,1,1]
[null,2004,4008.1,90.823509358391277,119.43309848979389,829159.41339497559,0,9092.9759846471406,1,1]
[null,2006,4012.1,90.823509358391277,119.66403106769077,830762.65339497558,0,9110.5579147104254,1,1]
[null,2008,4016.1,90.823509358391277,119.89519411147215,832367.49339497555,0,9128.1573911723171,1,1]
[null,2010,4020.1,90.823509358391277,120.12658762113799,833973.93339497549,0,9145.7744140328159,1,1]
[null,2012,4024.1,90.823509358391277,120.35821159668834,835581.97339497553,0,9163.4089832919199,1,1]
[null,2014,4028.1,90.823509358391277,120.59006603812315,837191.61339497555,0,9181.0610989496308,1,1]
[null,2016,4032.1,90.823509358391277,120.82215094544244,838802.85339497554,0,9198.730761005947,1,1]
[null,2018,4036.1,90.823509358391277,121.05446631864622,840415.6933949755,0,9216.4179694608702,1,1]
[null,2020,4040.1,90.823509358391277,121.28701215773447,842030.13339497545,0,9234.1227243143967,1,1]
[null,2022,4044.1,90.823509358391277,121.51978846270721,843646.17339497549,0,9251.8450255665321,1,1]
[null,2024,4048.1,90.823509358391277,121.75279523356444,845263.8133949755,0,9269.5848732172744,1,1]
[null,2026,4052.1,90.823509358391277,121.98603247030614,846883.05339497549,0,9287.3422672666202,1,1]
[null,2028,4056.1,90.823509358391277,122.21950017293231,848503.89339497546,0,9305.1172077145729,1,1]
[null,2030,4060.1,90.823509358391277,122.45319834144297,850126.3333949754,0,9322.9096945611327,1,1]
[null,2032,4064.1,90.823509358391277,122.68712697583811,851750.37339497544,0,9340.7197278062977,1,1]
[null,2034,4068.1,90.823509358391277,122.92128607611774,853376.01339497545,0,9358.5473074500696,1,1]
[null,2036,4072.1,90.823509358391277,123.15567564228185,855003.25339497544,0,9376.3924334924468,1,1]
[null,2038,4076.1,90.823509358391277,123.39029567433043,856632.09339497541,0,9394.255105933431,1,1]
[null,2040,4080.1,90.823509358391277,123.62514617226348,858262.53339497535,0,9412.1353247730203,1,1]
[null,2042,4084.1,90.823509358391277,123.86022713608104,859894.57339497539,0,9430.0330900112167,1,1]
[null,2044,4088.1,90.823509358391277,124.09553856578307,861528.21339497541,0,9447.9484016480183,1,1]
[null,2046,4092.1,90.823509358391277,124.33108046136958,863163.4533949754,0,9465.8812596834268,1,1]
[null,2048,4096.1000000000004,90.823509358391277,124.56685282284056,864800.29339497536,0,9483.8316641174406,1,1]
[null,2050,4100.1000000000004,90.823509358391277,124.80285565019602,866438.73339497531,0,9501.7996149500595,1,1]
[null,2052,4104.1000000000004,90.823509358391277,125.03908894343598,868078.77339497535,0,9519.7851121812873,1,1]
[null,2054,4108.1000000000004,90.823509358391277,125.27555270256042,869720.41339497536,0,9537.7881558111203,1,1]
[null,2056,4112.1000000000004,90.823509358391277,125.51224692756934,871363.65339497535,0,9555.8087458395585,1,1]
[null,2058,4116.1000000000004,90.823509358391277,125.74917161846273,873008.49339497532,0,9573.8468822666018,1,1]
[null,2060,4120.1000000000004,90.823509358391277,125.98632677524058,874654.93339497526,0,9591.9025650922522,1,1]
[null,2062,4124.1000000000004,90.823509358391277,126.22371239790294,876302.9733949753,0,9609.9757943165096,1,1]
[null,2064,4128.1000000000004,90.823509358391277,126.46132848644979,877952.61339497531,0,9628.0665699393739,1,1]
[null,2066,4132.1000000000004,90.823509358391277,126.6991750408811,879603.8533949753,0,9646.1748919608435,1,1]
[null,2068,4136.1000000000004,90.823509358391277,126.9372520611969,881256.69339497527,0,9664.3007603809183,1,1]
[null,2070,4140.1000000000004,90.823509358391277,127.17555954739717,882911.13339497522,0,9682.4441751995982,1,1]
[null,2072,4144.1000000000004,90.823509358391277,127.41409749948193,884567.17339497525,0,9700.605136416887,1,1]
[null,2074,4148.1000000000004,90.823509358391277,127.65286591745118,886224.81339497527,0,9718.783644032781,1,1]
[null,2076,4152.1000000000004,90.823509358391277,127.89186480130489,887884.05339497526,0,9736.9796980472802,1,1]
[null,2078,4156.1000000000004,90.823509358391277,128.1310941510431,889544.89339497522,0,9755.1932984603864,1,1]
[null,2080,4160.1000000000004,90.823509358391277,128.37055396666577,891207.33339497517,0,9773.4244452720977,1,1]
[null,2082,4164.1000000000004,90.823509358391277,128.61024424817293,892871.37339497521,0,9791.6731384824161,1,1]
[null,2084,4168.1000000000004,90.823509358391277,128.8501649955646,894537.01339497522,0,9809.9393780913397,1,1]
[null,2086,4172.1000000000004,90.823509358391277,129.0903162088407,896204.25339497521,0,9828.2231640988703,1,1]
[null,2088,4176.1000000000004,90.823509358391277,129.33069788800131,897873.09339497518,0,9846.524496505006,1,1]
[null,2090,4180.1000000000004,90.823509358391277,129.57131003304639,899543.53339497512,0,9864.8433753097488,1,1]
[null,2092,4184.1000000000004,90.823509358391277,129.81215264397596,901215.57339497516,0,9883.1798005130968,1,1]
[null,2094,4188.1000000000004,90.823509358391277,130.05322572079001,902889.21339497517,0,9901.5337721150518,1,1]
[null,2096,4192.1000000000004,90.823509358391277,130.29452926348853,904564.45339497516,0,9919.9052901156119,1,1]
[null,2098,4196.1000000000004,90.823509358391277,130.53606327207154,906241.29339497513,0,9938.2943545147791,1,1]
[null,2100,4200.1000000000004,90.823509358391277,130.77782774653903,907919.73339497508,0,9956.7009653125515,1,1]
[null,2102,4204.1000000000004,90.823509358391277,131.01982268689102,909599.77339497511,0,9975.1251225089309,1,1]
[null,2104,4208.1000000000004,90.823509358391277,131.26204809312748,911281.41339497513,0,9993.5668261039173,1,1]
[null,2106,4212.1000000000004,90.823509358391277,131.5045039652484,912964.65339497512,0,10012.026076097509,1,1]
[null,2108,4216.1000000000004,90.823509358391277,131.7471903032538,914649.49339497508,0,10030.502872489706,1,1]
[null,2110,4220.1000000000004,90.823509358391277,131.9901071071437,916335.93339497503,0,10048.997215280508,1,1]
[null,2112,4224.1000000000004,90.823509358391277,132.23325437691807,918023.97339497507,0,10067.509104469918,1,1]
[null,2114,4228.1000000000004,90.823509358391277,132.47663211257694,919713.61339497508,0,10086.038540057934,1,1]
[null,2116,4232.1000000000004,90.823509358391277,132.72024031412028,921404.85339497507,0,10104.585522044556,1,1]
[null,2118,4236.1000000000004,90.823509358391277,132.96407898154808,923097.69339497504,0,10123.150050429784,1,1]
[null,2120,4240.1000000000004,90.823509358391277,133.20814811486036,924792.13339497498,0,10141.732125213617,1,1]
[null,2122,4244.1000000000004,90.823509358391277,133.45244771405717,926488.17339497502,0,10160.331746396057,1,1]
[null,2124,4248.1000000000004,90.823509358391277,133.69697777913842,928185.81339497503,0,10178.948913977105,1,1]
[null,2126,4252.1000000000004,90.823509358391277,133.94173831010417,929885.05339497502,0,10197.583627956757,1,1]
[null,2128,4256.1000000000004,90.823509358391277,134.18672930695439,931585.89339497499,0,10216.235888335015,1,1]
[null,2130,4260.1000000000004,90.823509358391277,134.43195076968908,933288.33339497494,0,10234.90569511188,1,1]
[null,2132,4264.1000000000004,90.823509358391277,134.67740269830827,934992.37339497497,0,10253.59304828735,1,1]
[null,2134,4268.1000000000004,90.823509358391277,134.92308509281193,936698.01339497499,0,10272.297947861427,1,1]
[null,2136,4272.1000000000004,90.823509358391277,135.16899795320009,938405.25339497498,0,10291.020393834111,1,1]
[null,2138,4276.1000000000004,90.823509358391277,135.41514127947269,940114.09339497495,0,10309.760386205398,1,1]
[null,2140,4280.1000000000004,90.823509358391277,135.66151507162979,941824.53339497489,0,10328.517924975295,1,1]
[null,2142,4284.1000000000004,90.823509358391277,135.90811932967139,943536.57339497493,0,10347.293010143796,1,1]
[null,2144,4288.1000000000004,90.823509358391277,136.15495405359746,945250.21339497494,0,10366.085641710903,1,1]
[null,2146,4292.1000000000004,90.823509358391277,136.40201924340801,946965.45339497493,0,10384.895819676616,1,1]
[null,2148,4296.1000000000004,90.823509358391277,136.64931489910305,948682.2933949749,0,10403.723544040937,1,1]
[null,2150,4300.1000000000004,90.823509358391277,136.89684102068256,950400.73339497484,0,10422.568814803861,1,1]
[null,2152,4304.1000000000004,90.823509358391277,137.14459760814654,952120.77339497488,0,10441.431631965394,1,1]
[null,2154,4308.1000000000004,90.823509358391277,137.39258466149502,953842.41339497489,0,10460.311995525532,1,1]
[null,2156,4312.1000000000004,90.823509358391277,137.64080218072797,955565.65339497488,0,10479.209905484277,1,1]
[null,2158,4316.1000000000004,90.823509358391277,137.8892501658454,957290.49339497485,0,10498.125361841625,1,1]
[null,2160,4320.1000000000004,90.823509358391277,138.13792861684732,959016.9333949748,0,10517.058364597582,1,1]
[null,2162,4324.1000000000004,90.823509358391277,138.38683753373371,960744.97339497483,0,10536.008913752145,1,1]
[null,2164,4328.1000000000004,90.823509358391277,138.6359769165046,962474.61339497485,0,10554.977009305312,1,1]
[null,2166,4332.1000000000004,90.823509358391277,138.88534676515994,964205.85339497484,0,10573.962651257087,1,1]
[null,2168,4336.1000000000004,90.823509358391277,139.13494707969977,965938.69339497481,0,10592.965839607468,1,1]
[null,2170,4340.1000000000004,90.823509358391277,139.3847778601241,967673.13339497475,0,10611.986574356453,1,1]
[null,2172,4344.1000000000004,90.823509358391277,139.63483910643291,969409.17339497479,0,10631.024855504047,1,1]
[null,2174,4348.1000000000004,90.823509358391277,139.88513081862618,971146.8133949748,0,10650.080683050246,1,1]
[null,2176,4352.1000000000004,90.823509358391277,140.13565299670395,972886.05339497479,0,10669.154056995052,1,1]
[null,2178,4356.1000000000004,90.823509358391277,140.3864056406662,974626.89339497476,0,10688.244977338463,1,1]
[null,2180,4360.1000000000004,90.823509358391277,140.63738875051291,976369.3333949747,0,10707.35344408048,1,1]
[null,2182,4364.1000000000004,90.823509358391277,140.88860232624413,978113.37339497474,0,10726.479457221103,1,1]
[null,2184,4368.1000000000004,90.823509358391277,141.14004636785981,979859.01339497475,0,10745.623016760333,1,1]
[null,2186,4372.1000000000004,90.823509358391277,141.39172087535997,981606.25339497474,0,10764.784122698169,1,1]
[null,2188,4376.1000000000004,90.823509358391277,141.64362584874462,983355.09339497471,0,10783.96277503461,1,1]
[null,2190,4380.1000000000004,90.823509358391277,141.89576128801372,985105.53339497466,0,10803.158973769658,1,1]
[null,2192,4384.1000000000004,90.823509358391277,142.14812719316734,986857.57339497469,0,10822.372718903312,1,1]
[null,2194,4388.1000000000004,90.823509358391277,142.40072356420544,988611.21339497471,0,10841.604010435572,1,1]
[null,2196,4392.1000000000004,90.823509358391277,142.653550401128,990366.4533949747,0,10860.85284836644,1,1]
[null,2198,4396.1000000000004,90.823509358391277,142.90660770393504,992123.29339497467,0,10880.119232695912,1,1]
[null,2200,4400.1000000000004,90.823509358391277,143.15989547262657,993881.73339497461,0,10899.403163423989,1,1]
[null,2202,4404.1000000000004,90.823509358391277,143.41341370720258,995641.77339497465,0,10918.704640550674,1,1]
[null,2204,4408.1000000000004,90.823509358391277,143.66716240766308,997403.41339497466,0,10938.023664075965,1,1]
[null,2206,4412.1000000000004,90.823509358391277,143.92114157400806,999166.65339497465,0,10957.360233999862,1,1]
[null,2208,4416.1000000000004,90.823509358391277,144.17535120623751,1000931.4933949746,0,10976.714350322363,1,1]
[null,2210,4420.1000000000004,90.823509358391277,144.42979130435145,1002697.9333949746,0,10996.086013043472,1,1]
[null,2212,4424.1000000000004,90.823509358391277,144.68446186834987,1004465.9733949746,0,11015.475222163188,1,1]
[null,2214,4428.1000000000004,90.823509358391277,144.93936289823276,1006235.6133949746,0,11034.881977681509,1,1]
[null,2216,4432.1000000000004,90.823509358391277,145.19449439400015,1008006.8533949746,0,11054.306279598437,1,1]
[null,2218,4436.1000000000004,90.823509358391277,145.449856355652,1009779.6933949746,0,11073.74812791397,1,1]
[null,2220,4440.1000000000004,90.823509358391277,145.70544878318833,1011554.1333949745,0,11093.207522628109,1,1]
[null,2222,4444.1000000000004,90.823509358391277,145.96127167660916,1013330.1733949746,0,11112.684463740854,1,1]
[null,2224,4448.1000000000004,90.823509358391277,146.21732503591446,1015107.8133949746,0,11132.178951252206,1,1]
[null,2226,4452.1000000000004,90.823509358391277,146.47360886110425,1016887.0533949746,0,11151.690985162164,1,1]
[null,2228,4456.1000000000004,90.823509358391277,146.73012315217849,1018667.8933949745,0,11171.220565470729,1,1]
[null,2230,4460.1000000000004,90.823509358391277,146.98686790913723,1020450.3333949745,0,11190.767692177898,1,1]
[null,2232,4464.1000000000004,90.823509358391277,147.24384313198047,1022234.3733949745,0,11210.332365283675,1,1]
[null,2234,4468.1000000000004,90.823509358391277,147.50104882070818,1024020.0133949745,0,11229.914584788057,1,1]
[null,2236,4472.1000000000004,90.823509358391277,147.75848497532036,1025807.2533949745,0,11249.514350691044,1,1]
[null,2238,4476.1000000000004,90.823509358391277,148.01615159581704,1027596.0933949745,0,11269.131662992639,1,1]
[null,2240,4480.1000000000004,90.823509358391277,148.27404868219816,1029386.5333949744,0,11288.76652169284,1,1]
[null,2242,4484.1000000000004,90.823509358391277,148.5321762344638,1031178.5733949745,0,11308.418926791646,1,1]
[null,2244,4488.1000000000004,90.823509358391277,148.79053425261392,1032972.2133949745,0,11328.08887828906,1,1]
[null,2246,4492.1000000000004,90.823509358391277,149.04912273664851,1034767.4533949745,0,11347.776376185078,1,1]
[null,2248,4496.1000000000004,90.823509358391277,149.30794168656757,1036564.2933949744,0,11367.481420479704,1,1]
[null,2250,4500.1000000000004,90.823509358391277,149.56699110237111,1038362.7333949744,0,11387.204011172935,1,1]
[null,2252,4504.1000000000004,90.823509358391277,149.82627098405916,1040162.7733949744,0,11406.944148264773,1,1]
[null,2254,4508.1000000000004,90.823509358391277,150.08578133163167,1041964.4133949744,0,11426.701831755216,1,1]
[null,2256,4512.1000000000004,90.823509358391277,150.34552214508867,1043767.6533949744,0,11446.477061644266,1,1]
[null,2258,4516.1000000000004,90.823509358391277,150.60549342443014,1045572.4933949744,0,11466.269837931921,1,1]
[null,2260,4520.1000000000004,90.823509358391277,150.86569516965608,1047378.9333949743,0,11486.080160618181,1,1]
[null,2262,4524.1000000000004,90.823509358391277,151.12612738076652,1049186.9733949744,0,11505.90802970305,1,1]
[null,2264,4528.1000000000004,90.823509358391277,151.38679005776143,1050996.6133949743,0,11525.753445186523,1,1]
[null,2266,4532.1000000000004,90.823509358391277,151.64768320064084,1052807.8533949743,0,11545.616407068603,1,1]
[null,2268,4536.1000000000004,90.823509358391277,151.90880680940472,1054620.6933949743,0,11565.496915349289,1,1]
[null,2270,4540.1000000000004,90.823509358391277,152.17016088405308,1056435.1333949743,0,11585.394970028581,1,1]
[null,2272,4544.1000000000004,90.823509358391277,152.43174542458593,1058251.1733949743,0,11605.31057110648,1,1]
[null,2274,4548.1000000000004,90.823509358391277,152.69356043100322,1060068.8133949742,0,11625.243718582984,1,1]
[null,2276,4552.1000000000004,90.823509358391277,152.95560590330504,1061888.0533949742,0,11645.194412458093,1,1]
[null,2278,4556.1000000000004,90.823509358391277,153.21788184149133,1063708.8933949743,0,11665.162652731811,1,1]
[null,2280,4560.1000000000004,90.823509358391277,153.4803882455621,1065531.3333949742,0,11685.148439404134,1,1]
[null,2282,4564.1000000000004,90.823509358391277,153.74312511551733,1067355.3733949743,0,11705.151772475063,1,1]
[null,2284,4568.1000000000004,90.823509358391277,154.00609245135703,1069181.0133949742,0,11725.172651944597,1,1]
[null,2286,4572.1000000000004,90.823509358391277,154.26929025308127,1071008.2533949742,0,11745.211077812739,1,1]
[null,2288,4576.1000000000004,90.823509358391277,154.53271852068994,1072837.0933949742,0,11765.267050079487,1,1]
[null,2290,4580.1000000000004,90.823509358391277,154.79637725418311,1074667.5333949742,0,11785.340568744839,1,1]
[null,2292,4584.1000000000004,90.823509358391277,155.06026645356076,1076499.5733949742,0,11805.431633808799,1,1]
[null,2294,4588.1000000000004,90.823509358391277,155.32438611882287,1078333.2133949741,0,11825.540245271364,1,1]
[null,2296,4592.1000000000004,90.823509358391277,155.58873624996949,1080168.4533949741,0,11845.666403132534,1,1]
[null,2298,4596.1000000000004,90.823509358391277,155.8533168470006,1082005.2933949742,0,11865.810107392314,1,1]
[null,2300,4600.1000000000004,90.823509358391277,156.11812790991615,1083843.7333949741,0,11885.971358050698,1,1]
[null,2302,4604.1000000000004,90.823509358391277,156.38316943871624,1085683.7733949742,0,11906.150155107687,1,1]
[null,2304,4608.1000000000004,90.823509358391277,156.64844143340073,1087525.4133949741,0,11926.346498563284,1,1]
[null,2306,4612.1000000000004,90.823509358391277,156.91394389396976,1089368.6533949741,0,11946.560388417485,1,1]
[null,2308,4616.1000000000004,90.823509358391277,157.17967682042325,1091213.4933949742,0,11966.791824670294,1,1]
[null,2310,4620.1000000000004,90.823509358391277,157.44564021276125,1093059.9333949741,0,11987.040807321708,1,1]
[null,2312,4624.1000000000004,90.823509358391277,157.71183407098371,1094907.9733949741,0,12007.307336371729,1,1]
[null,2314,4628.1000000000004,90.823509358391277,157.97825839509062,1096757.613394974,0,12027.591411820355,1,1]
[null,2316,4632.1000000000004,90.823509358391277,158.24491318508205,1098608.853394974,0,12047.893033667588,1,1]
[null,2318,4636.1000000000004,90.823509358391277,158.51179844095796,1100461.6933949741,0,12068.212201913428,1,1]
[null,2320,4640.1000000000004,90.823509358391277,158.77891416271834,1102316.1333949741,0,12088.548916557871,1,1]
[null,2322,4644.1000000000004,90.823509358391277,159.04626035036318,1104172.1733949741,0,12108.903177600923,1,1]
[null,2324,4648.1000000000004,90.823509358391277,159.31383700389253,1106029.813394974,0,12129.274985042579,1,1]
[null,2326,4652.1000000000004,90.823509358391277,159.58164412330635,1107889.053394974,0,12149.664338882843,1,1]
[null,2328,4656.1000000000004,90.823509358391277,159.84968170860466,1109749.8933949741,0,12170.071239121713,1,1]
[null,2330,4660.1000000000004,90.823509358391277,160.11794975978745,1111612.333394974,0,12190.495685759188,1,1]
[null,2332,4664.1000000000004,90.823509358391277,160.38644827685471,1113476.373394974,0,12210.93767879527,1,1]
[null,2334,4668.1000000000004,90.823509358391277,160.65517725980644,1115342.0133949739,0,12231.397218229957,1,1]
[null,2336,4672.1000000000004,90.823509358391277,160.92413670864266,1117209.2533949739,0,12251.874304063251,1,1]
[null,2338,4676.1000000000004,90.823509358391277,161.19332662336339,1119078.093394974,0,12272.368936295152,1,1]
[null,2340,4680.1000000000004,90.823509358391277,161.46274700396859,1120948.533394974,0,12292.881114925656,1,1]
[null,2342,4684.1000000000004,90.823509358391277,161.73239785045826,1122820.573394974,0,12313.410839954769,1,1]
[null,2344,4688.1000000000004,90.823509358391277,162.00227916283239,1124694.2133949739,0,12333.958111382486,1,1]
[null,2346,4692.1000000000004,90.823509358391277,162.272390941091,1126569.4533949739,0,12354.522929208812,1,1]
[null,2348,4696.1000000000004,90.823509358391277,162.54273318523414,1128446.293394974,0,12375.105293433742,1,1]
[null,2350,4700.1000000000004,90.823509358391277,162.81330589526172,1130324.7333949739,0,12395.705204057278,1,1]
[null,2352,4704.1000000000004,90.823509358391277,163.0841090711738,1132204.7733949739,0,12416.322661079421,1,1]
[null,2354,4708.1000000000004,90.823509358391277,163.35514271297035,1134086.4133949738,0,12436.957664500169,1,1]
[null,2356,4712.1000000000004,90.823509358391277,163.6264068206514,1135969.6533949738,0,12457.610214319524,1,1]
[null,2358,4716.1000000000004,90.823509358391277,163.89790139421692,1137854.4933949739,0,12478.280310537486,1,1]
[null,2360,4720.1000000000004,90.823509358391277,164.16962643366691,1139740.9333949739,0,12498.967953154053,1,1]
[null,2362,4724.1000000000004,90.823509358391277,164.4415819390014,1141628.9733949739,0,12519.673142169226,1,1]
[null,2364,4728.1000000000004,90.823509358391277,164.71376791022033,1143518.6133949738,0,12540.395877583005,1,1]
[null,2366,4732.1000000000004,90.823509358391277,164.98618434732376,1145409.8533949738,0,12561.13615939539,1,1]
[null,2368,4736.1000000000004,90.823509358391277,165.25883125031172,1147302.6933949739,0,12581.893987606383,1,1]
[null,2370,4740.1000000000004,90.823509358391277,165.53170861918409,1149197.1333949738,0,12602.66936221598,1,1]
[null,2372,4744.1000000000004,90.823509358391277,165.80481645394099,1151093.1733949739,0,12623.462283224184,1,1]
[null,2374,4748.1000000000004,90.823509358391277,166.07815475458233,1152990.8133949738,0,12644.272750630993,1,1]
[null,2376,4752.1000000000004,90.823509358391277,166.35172352110817,1154890.0533949737,0,12665.100764436409,1,1]
[null,2378,4756.1000000000004,90.823509358391277,166.62552275351851,1156790.8933949738,0,12685.946324640432,1,1]
[null,2380,4760.1000000000004,90.823509358391277,166.89955245181332,1158693.3333949738,0,12706.80943124306,1,1]
[null,2382,4764.1000000000004,90.823509358391277,167.1738126159926,1160597.3733949738,0,12727.690084244294,1,1]
[null,2384,4768.1000000000004,90.823509358391277,167.44830324605635,1162503.0133949737,0,12748.588283644134,1,1]
[null,2386,4772.1000000000004,90.823509358391277,167.72302434200461,1164410.2533949737,0,12769.50402944258,1,1]
[null,2388,4776.1000000000004,90.823509358391277,167.99797590383736,1166319.0933949738,0,12790.437321639634,1,1]
[null,2390,4780.1000000000004,90.823509358391277,168.27315793155455,1168229.5333949737,0,12811.388160235292,1,1]
[null,2392,4784.1000000000004,90.823509358391277,168.54857042515624,1170141.5733949738,0,12832.356545229557,1,1]
[null,2394,4788.1000000000004,90.823509358391277,168.82421338464241,1172055.2133949737,0,12853.342476622427,1,1]
[null,2396,4792.1000000000004,90.823509358391277,169.10008681001304,1173970.4533949737,0,12874.345954413904,1,1]
[null,2398,4796.1000000000004,90.823509358391277,169.3761907012682,1175887.2933949737,0,12895.366978603988,1,1]
[null,2400,4800.1000000000004,90.823509358391277,169.6525250584078,1177805.7333949737,0,12916.405549192677,1,1]
[null,2402,4804.1000000000004,90.823509358391277,169.92908988143191,1179725.7733949737,0,12937.461666179974,1,1]
[null,2404,4808.1000000000004,90.823509358391277,170.20588517034045,1181647.4133949736,0,12958.535329565873,1,1]
[null,2406,4812.1000000000004,90.823509358391277,170.48291092513352,1183570.6533949736,0,12979.626539350382,1,1]
[null,2408,4816.1000000000004,90.823509358391277,170.76016714581107,1185495.4933949737,0,13000.735295533495,1,1]
[null,2410,4820.1000000000004,90.823509358391277,171.03765383237308,1187421.9333949736,0,13021.861598115216,1,1]
[null,2412,4824.1000000000004,90.823509358391277,171.31537098481959,1189349.9733949737,0,13043.005447095542,1,1]
[null,2414,4828.1000000000004,90.823509358391277,171.59331860315055,1191279.6133949736,0,13064.166842474473,1,1]
[null,2416,4832.1000000000004,90.823509358391277,171.871496687366,1193210.8533949736,0,13085.345784252011,1,1]
[null,2418,4836.1000000000004,90.823509358391277,172.14990523746596,1195143.6933949736,0,13106.542272428156,1,1]
[null,2420,4840.1000000000004,90.823509358391277,172.42854425345038,1197078.1333949736,0,13127.756307002906,1,1]
[null,2422,4844.1000000000004,90.823509358391277,172.70741373531928,1199014.1733949736,0,13148.987887976264,1,1]
[null,2424,4848.1000000000004,90.823509358391277,172.98651368307264,1200951.8133949735,0,13170.237015348224,1,1]
[null,2426,4852.1000000000004,90.823509358391277,173.26584409671051,1202891.0533949735,0,13191.503689118794,1,1]
[null,2428,4856.1000000000004,90.823509358391277,173.54540497623287,1204831.8933949736,0,13212.787909287968,1,1]
[null,2430,4860.1000000000004,90.823509358391277,173.82519632163968,1206774.3333949735,0,13234.08967585575,1,1]
[null,2432,4864.1000000000004,90.823509358391277,174.10521813293101,1208718.3733949736,0,13255.408988822137,1,1]
[null,2434,4868.1000000000004,90.823509358391277,174.38547041010679,1210664.0133949735,0,13276.745848187129,1,1]
[null,2436,4872.1000000000004,90.823509358391277,174.66595315316704,1212611.2533949735,0,13298.100253950728,1,1]
[null,2438,4876.1000000000004,90.823509358391277,174.94666636211181,1214560.0933949735,0,13319.472206112934,1,1]
[null,2440,4880.1000000000004,90.823509358391277,175.22761003694103,1216510.5333949735,0,13340.861704673745,1,1]
[null,2442,4884.1000000000004,90.823509358391277,175.50878417765475,1218462.5733949735,0,13362.268749633164,1,1]
[null,2444,4888.1000000000004,90.823509358391277,175.79018878425293,1220416.2133949734,0,13383.693340991185,1,1]
[null,2446,4892.1000000000004,90.823509358391277,176.07182385673559,1222371.4533949734,0,13405.135478747816,1,1]
[null,2448,4896.1000000000004,90.823509358391277,176.35368939510278,1224328.2933949735,0,13426.595162903053,1,1]
[null,2450,4900.1000000000004,90.823509358391277,176.6357853993544,1226286.7333949734,0,13448.072393456894,1,1]
[null,2452,4904.1000000000004,90.823509358391277,176.9181118694905,1228246.7733949735,0,13469.567170409342,1,1]
[null,2454,4908.1000000000004,90.823509358391277,177.2006688055111,1230208.4133949734,0,13491.079493760397,1,1]
[null,2456,4912.1000000000004,90.823509358391277,177.48345620741617,1232171.6533949734,0,13512.609363510057,1,1]
[null,2458,4916.1000000000004,90.823509358391277,177.76647407520574,1234136.4933949735,0,13534.156779658324,1,1]
[null,2460,4920.1000000000004,90.823509358391277,178.04972240887977,1236102.9333949734,0,13555.721742205196,1,1]
[null,2462,4924.1000000000004,90.823509358391277,178.33320120843828,1238070.9733949734,0,13577.304251150676,1,1]
[null,2464,4928.1000000000004,90.823509358391277,178.61691047388129,1240040.6133949733,0,13598.904306494758,1,1]
[null,2466,4932.1000000000004,90.823509358391277,178.90085020520877,1242011.8533949733,0,13620.52190823745,1,1]
[null,2468,4936.1000000000004,90.823509358391277,179.18502040242075,1243984.6933949734,0,13642.157056378748,1,1]
[null,2470,4940.1000000000004,90.823509358391277,179.46942106551717,1245959.1333949734,0,13663.80975091865,1,1]
[null,2472,4944.1000000000004,90.823509358391277,179.75405219449809,1247935.1733949734,0,13685.479991857159,1,1]
[null,2474,4948.1000000000004,90.823509358391277,180.03891378936348,1249912.8133949733,0,13707.167779194275,1,1]
[null,2476,4952.1000000000004,90.823509358391277,180.32400585011337,1251892.0533949733,0,13728.873112929996,1,1]
[null,2478,4956.1000000000004,90.823509358391277,180.60932837674775,1253872.8933949734,0,13750.595993064324,1,1]
[null,2480,4960.1000000000004,90.823509358391277,180.89488136926659,1255855.3333949733,0,13772.336419597257,1,1]
[null,2482,4964.1000000000004,90.823509358391277,181.18066482766991,1257839.3733949733,0,13794.094392528797,1,1]
[null,2484,4968.1000000000004,90.823509358391277,181.46667875195772,1259825.0133949732,0,13815.869911858941,1,1]
[null,2486,4972.1000000000004,90.823509358391277,181.75292314213002,1261812.2533949732,0,13837.662977587694,1,1]
[null,2488,4976.1000000000004,90.823509358391277,182.03939799818679,1263801.0933949733,0,13859.473589715053,1,1]
[null,2490,4980.1000000000004,90.823509358391277,182.32610332012803,1265791.5333949733,0,13881.301748241016,1,1]
[null,2492,4984.1000000000004,90.823509358391277,182.61303910795377,1267783.5733949733,0,13903.147453165588,1,1]
[null,2494,4988.1000000000004,90.823509358391277,182.90020536166398,1269777.2133949732,0,13925.010704488763,1,1]
[null,2496,4992.1000000000004,90.823509358391277,183.18760208125866,1271772.4533949732,0,13946.891502210545,1,1]
[null,2498,4996.1000000000004,90.823509358391277,183.47522926673784,1273769.2933949733,0,13968.789846330936,1,1]
[null,2500,5000.1000000000004,90.823509358391277,183.76308691810149,1275767.7333949732,0,13990.705736849928,1,1]
[null,2502,5004.1000000000004,90.823509358391277,184.05117503534964,1277767.7733949733,0,14012.639173767529,1,1]
[null,2504,5008.1000000000004,90.823509358391277,184.33949361848224,1279769.4133949731,0,14034.590157083736,1,1]
[null,2506,5012.1000000000004,90.823509358391277,184.62804266749933,1281772.6533949731,0,14056.558686798549,1,1]
[null,2508,5016.1000000000004,90.823509358391277,184.91682218240092,1283777.4933949732,0,14078.54476291197,1,1]
[null,2510,5020.1000000000004,90.823509358391277,185.20583216318698,1285783.9333949732,0,14100.548385423994,1,1]
[null,2512,5024.1000000000004,90.823509358391277,185.49507260985752,1287791.9733949732,0,14122.569554334626,1,1]
[null,2514,5028.1000000000004,90.823509358391277,185.78454352241252,1289801.6133949731,0,14144.608269643863,1,1]
[null,2516,5032.1000000000004,90.823509358391277,186.07424490085202,1291812.8533949731,0,14166.664531351706,1,1]
[null,2518,5036.1000000000004,90.823509358391277,186.36417674517602,1293825.6933949732,0,14188.738339458157,1,1]
[null,2520,5040.1000000000004,90.823509358391277,186.65433905538447,1295840.1333949731,0,14210.829693963213,1,1]
[null,2522,5044.1000000000004,90.823509358391277,186.94473183147741,1297856.1733949732,0,14232.938594866875,1,1]
[null,2524,5048.1000000000004,90.823509358391277,187.23535507345483,1299873.8133949731,0,14255.065042169141,1,1]
[null,2526,5052.1000000000004,90.823509358391277,187.52620878131674,1301893.053394973,0,14277.209035870015,1,1]
[null,2528,5056.1000000000004,90.823509358391277,187.81729295506312,1303913.8933949731,0,14299.370575969497,1,1]
[null,2530,5060.1000000000004,90.823509358391277,188.10860759469401,1305936.3333949731,0,14321.549662467582,1,1]
[null,2532,5064.1000000000004,90.823509358391277,188.40015270020936,1307960.3733949731,0,14343.746295364275,1,1]
[null,2534,5068.1000000000004,90.823509358391277,188.69192827160916,1309986.013394973,0,14365.960474659572,1,1]
[null,2536,5072.1000000000004,90.823509358391277,188.98393430889348,1312013.253394973,0,14388.192200353478,1,1]
[null,2538,5076.1000000000004,90.823509358391277,189.27617081206228,1314042.0933949731,0,14410.441472445989,1,1]
[null,2540,5080.1000000000004,90.823509358391277,189.56863778111554,1316072.533394973,0,14432.708290937106,1,1]
[null,2542,5084.1000000000004,90.823509358391277,189.86133521605331,1318104.5733949731,0,14454.992655826829,1,1]
[null,2544,5088.1000000000004,90.823509358391277,190.15426311687551,1320138.213394973,0,14477.294567115157,1,1]
[null,2546,5092.1000000000004,90.823509358391277,190.44742148358222,1322173.453394973,0,14499.614024802093,1,1]
[null,2548,5096.1000000000004,90.823509358391277,190.74081031617342,1324210.293394973,0,14521.951028887635,1,1]
[null,2550,5100.1000000000004,90.823509358391277,191.0344296146491,1326248.733394973,0,14544.305579371781,1,1]
[null,2552,5104.1000000000004,90.823509358391277,191.32827937900927,1328288.773394973,0,14566.677676254536,1,1]
[null,2554,5108.1000000000004,90.823509358391277,191.62235960925389,1330330.4133949729,0,14589.067319535894,1,1]
[null,2556,5112.1000000000004,90.823509358391277,191.91667030538301,1332373.6533949729,0,14611.474509215859,1,1]
[null,2558,5116.1000000000004,90.823509358391277,192.21121146739662,1334418.493394973,0,14633.899245294433,1,1]
[null,2560,5120.1000000000004,90.823509358391277,192.50598309529468,1336464.9333949729,0,14656.34152777161,1,1]
[null,2562,5124.1000000000004,90.823509358391277,192.80098518907724,1338512.973394973,0,14678.801356647395,1,1]
[null,2564,5128.1000000000004,90.823509358391277,193.09621774874427,1340562.6133949729,0,14701.278731921784,1,1]
[null,2566,5132.1000000000004,90.823509358391277,193.39168077429579,1342613.8533949729,0,14723.773653594781,1,1]
[null,2568,5136.1000000000004,90.823509358391277,193.68737426573182,1344666.6933949729,0,14746.286121666384,1,1]
[null,2570,5140.1000000000004,90.823509358391277,193.98329822305229,1346721.1333949729,0,14768.816136136591,1,1]
[null,2572,5144.1000000000004,90.823509358391277,194.27945264625725,1348777.1733949729,0,14791.363697005407,1,1]
[null,2574,5148.1000000000004,90.823509358391277,194.57583753534669,1350834.8133949728,0,14813.928804272826,1,1]
[null,2576,5152.1000000000004,90.823509358391277,194.8724528903206,1352894.0533949728,0,14836.511457938854,1,1]
[null,2578,5156.1000000000004,90.823509358391277,195.16929871117904,1354954.8933949729,0,14859.111658003487,1,1]
[null,2580,5160.1000000000004,90.823509358391277,195.46637499792192,1357017.3333949728,0,14881.729404466725,1,1]
[null,2582,5164.1000000000004,90.823509358391277,195.7636817505493,1359081.3733949729,0,14904.364697328572,1,1]
[null,2584,5168.1000000000004,90.823509358391277,196.06121896906112,1361147.0133949728,0,14927.017536589021,1,1]
[null,2586,5172.1000000000004,90.823509358391277,196.35898665345746,1363214.2533949728,0,14949.687922248078,1,1]
[null,2588,5176.1000000000004,90.823509358391277,196.65698480373828,1365283.0933949728,0,14972.375854305743,1,1]
[null,2590,5180.1000000000004,90.823509358391277,196.95521341990357,1367353.5333949728,0,14995.081332762013,1,1]
[null,2592,5184.1000000000004,90.823509358391277,197.25367250195333,1369425.5733949728,0,15017.804357616889,1,1]
[null,2594,5188.1000000000004,90.823509358391277,197.55236204988756,1371499.2133949727,0,15040.544928870369,1,1]
[null,2596,5192.1000000000004,90.823509358391277,197.85128206370632,1373574.4533949727,0,15063.303046522458,1,1]
[null,2598,5196.1000000000004,90.823509358391277,198.15043254340955,1375651.2933949728,0,15086.078710573152,1,1]
[null,2600,5200.1000000000004,90.823509358391277,198.44981348899722,1377729.7333949727,0,15108.871921022452,1,1]
[null,2602,5204.1000000000004,90.823509358391277,198.74942490046939,1379809.7733949728,0,15131.682677870358,1,1]
[null,2604,5208.1000000000004,90.823509358391277,199.04926677782606,1381891.4133949727,0,15154.51098111687,1,1]
[null,2606,5212.1000000000004,90.823509358391277,199.34933912106717,1383974.6533949727,0,15177.356830761988,1,1]
[null,2608,5216.1000000000004,90.823509358391277,199.64964193019281,1386059.4933949728,0,15200.220226805714,1,1]
[null,2610,5220.1000000000004,90.823509358391277,199.95017520520292,1388145.9333949727,0,15223.101169248044,1,1]
[null,2612,5224.1000000000004,90.823509358391277,200.25093894609751,1390233.9733949727,0,15245.999658088982,1,1]
[null,2614,5228.1000000000004,90.823509358391277,200.55193315287656,1392323.6133949726,0,15268.915693328523,1,1]
[null,2616,5232.1000000000004,90.823509358391277,200.85315782554008,1394414.8533949726,0,15291.849274966673,1,1]
[null,2618,5236.1000000000004,90.823509358391277,201.15461296408813,1396507.6933949727,0,15314.800403003428,1,1]
[null,2620,5240.1000000000004,90.823509358391277,201.45629856852062,1398602.1333949727,0,15337.76907743879,1,1]
[null,2622,5244.1,90.823509358391277,201.75821463883761,1400698.1733949727,0,15360.755298272757,1,1]
[null,2624,5248.1,90.823509358391277,202.06036117503905,1402795.8133949726,0,15383.75906550533,1,1]
[null,2626,5252.1,90.823509358391277,202.36273817712501,1404895.0533949726,0,15406.78037913651,1,1]
[null,2628,5256.1,90.823509358391277,202.66534564509544,1406995.8933949727,0,15429.819239166296,1,1]
[null,2630,5260.1,90.823509358391277,202.96818357895035,1409098.3333949726,0,15452.875645594688,1,1]
[null,2632,5264.1,90.823509358391277,203.27125197868975,1411202.3733949726,0,15475.949598421685,1,1]
[null,2634,5268.1,90.823509358391277,203.57455084431359,1413308.0133949725,0,15499.041097647289,1,1]
[null,2636,5272.1,90.823509358391277,203.87808017582194,1415415.2533949725,0,15522.150143271498,1,1]
[null,2638,5276.1,90.823509358391277,204.18183997321478,1417524.0933949726,0,15545.276735294316,1,1]
[null,2640,5280.1,90.823509358391277,204.48583023649209,1419634.5333949726,0,15568.420873715737,1,1]
[null,2642,5284.1,90.823509358391277,204.7900509656539,1421746.5733949726,0,15591.582558535767,1,1]
[null,2644,5288.1,90.823509358391277,205.09450216070016,1423860.2133949725,0,15614.761789754401,1,1]
[null,2646,5292.1,90.823509358391277,205.39918382163091,1425975.4533949725,0,15637.958567371641,1,1]
[null,2648,5296.1,90.823509358391277,205.70409594844614,1428092.2933949726,0,15661.172891387489,1,1]
[null,2650,5300.1,90.823509358391277,206.00923854114586,1430210.7333949725,0,15684.404761801941,1,1]
[null,2652,5304.1,90.823509358391277,206.31461159973006,1432330.7733949726,0,15707.654178614999,1,1]
[null,2654,5308.1,90.823509358391277,206.62021512419872,1434452.4133949724,0,15730.921141826664,1,1]
[null,2656,5312.1,90.823509358391277,206.92604911455189,1436575.6533949724,0,15754.205651436934,1,1]
[null,2658,5316.1,90.823509358391277,207.23211357078952,1438700.4933949725,0,15777.507707445813,1,1]
[null,2660,5320.1,90.823509358391277,207.53840849291166,1440826.9333949725,0,15800.827309853295,1,1]
[null,2662,5324.1,90.823509358391277,207.84493388091826,1442954.9733949725,0,15824.164458659387,1,1]
[null,2664,5328.1,90.823509358391277,208.15168973480931,1445084.6133949724,0,15847.519153864081,1,1]
[null,2666,5332.1,90.823509358391277,208.45867605458488,1447215.8533949724,0,15870.891395467383,1,1]
[null,2668,5336.1,90.823509358391277,208.76589284024493,1449348.6933949725,0,15894.281183469291,1,1]
[null,2670,5340.1,90.823509358391277,209.07334009178945,1451483.1333949724,0,15917.688517869805,1,1]
[null,2672,5344.1,90.823509358391277,209.38101780921846,1453619.1733949725,0,15941.113398668926,1,1]
[null,2674,5348.1,90.823509358391277,209.68892599253195,1455756.8133949724,0,15964.55582586665,1,1]
[null,2676,5352.1,90.823509358391277,209.99706464172991,1457896.0533949723,0,15988.015799462983,1,1]
[null,2678,5356.1,90.823509358391277,210.30543375681236,1460036.8933949724,0,16011.493319457923,1,1]
[null,2680,5360.1,90.823509358391277,210.61403333777929,1462179.3333949724,0,16034.988385851466,1,1]
[null,2682,5364.1,90.823509358391277,210.92286338463069,1464323.3733949724,0,16058.500998643618,1,1]
[null,2684,5368.1,90.823509358391277,211.23192389736658,1466469.0133949723,0,16082.031157834374,1,1]
[null,2686,5372.1,90.823509358391277,211.54121487598695,1468616.2533949723,0,16105.578863423736,1,1]
[null,2688,5376.1,90.823509358391277,211.85073632049182,1470765.0933949724,0,16129.144115411706,1,1]
[null,2690,5380.1,90.823509358391277,212.16048823088113,1472915.5333949723,0,16152.72691379828,1,1]
[null,2692,5384.1,90.823509358391277,212.47047060715497,1475067.5733949724,0,16176.327258583462,1,1]
[null,2694,5388.1,90.823509358391277,212.78068344931324,1477221.2133949723,0,16199.945149767247,1,1]
[null,2696,5392.1,90.823509358391277,213.09112675735602,1479376.4533949723,0,16223.580587349641,1,1]
[null,2698,5396.1,90.823509358391277,213.40180053128327,1481533.2933949723,0,16247.233571330642,1,1]
[null,2700,5400.1,90.823509358391277,213.71270477109502,1483691.7333949723,0,16270.904101710246,1,1]
[null,2702,5404.1,90.823509358391277,214.02383947679124,1485851.7733949723,0,16294.592178488459,1,1]
[null,2704,5408.1,90.823509358391277,214.33520464837193,1488013.4133949722,0,16318.297801665276,1,1]
[null,2706,5412.1,90.823509358391277,214.64680028583709,1490176.6533949722,0,16342.0209712407,1,1]
[null,2708,5416.1,90.823509358391277,214.95862638918678,1492341.4933949723,0,16365.76168721473,1,1]
[null,2710,5420.1,90.823509358391277,215.27068295842091,1494507.9333949722,0,16389.519949587368,1,1]
[null,2712,5424.1,90.823509358391277,215.58296999353954,1496675.9733949723,0,16413.29575835861,1,1]
[null,2714,5428.1,90.823509358391277,215.89548749454261,1498845.6133949722,0,16437.089113528455,1,1]
[null,2716,5432.1,90.823509358391277,216.20823546143021,1501016.8533949722,0,16460.900015096911,1,1]
[null,2718,5436.1,90.823509358391277,216.52121389420228,1503189.6933949722,0,16484.728463063973,1,1]
[null,2720,5440.1,90.823509358391277,216.83442279285882,1505364.1333949722,0,16508.574457429637,1,1]
[null,2722,5444.1,90.823509358391277,217.14786215739983,1507540.1733949722,0,16532.437998193913,1,1]
[null,2724,5448.1,90.823509358391277,217.46153198782534,1509717.8133949721,0,16556.31908535679,1,1]
[null,2726,5452.1,90.823509358391277,217.77543228413532,1511897.0533949721,0,16580.217718918273,1,1]
[null,2728,5456.1,90.823509358391277,218.0895630463298,1514077.8933949722,0,16604.133898878365,1,1]
[null,2730,5460.1,90.823509358391277,218.40392427440875,1516260.3333949721,0,16628.067625237061,1,1]
[null,2732,5464.1,90.823509358391277,218.71851596837217,1518444.3733949722,0,16652.018897994367,1,1]
[null,2734,5468.1,90.823509358391277,219.03333812822007,1520630.0133949721,0,16675.987717150274,1,1]
[null,2736,5472.1,90.823509358391277,219.34839075395246,1522817.2533949721,0,16699.97408270479,1,1]
[null,2738,5476.1,90.823509358391277,219.66367384556935,1525006.0933949722,0,16723.977994657915,1,1]
[null,2740,5480.1,90.823509358391277,219.97918740307068,1527196.5333949721,0,16747.999453009641,1,1]
[null,2742,5484.1,90.823509358391277,220.29493142645654,1529388.5733949721,0,16772.038457759976,1,1]
[null,2744,5488.1,90.823509358391277,220.61090591572685,1531582.213394972,0,16796.095008908913,1,1]
[null,2746,5492.1,90.823509358391277,220.92711087088162,1533777.453394972,0,16820.169106456458,1,1]
[null,2748,5496.1,90.823509358391277,221.24354629192092,1535974.2933949721,0,16844.260750402613,1,1]
[null,2750,5500.1,90.823509358391277,221.56021217884467,1538172.733394972,0,16868.369940747372,1,1]
[null,2752,5504.1,90.823509358391277,221.87710853165291,1540372.7733949721,0,16892.496677490737,1,1]
[null,2754,5508.1,90.823509358391277,222.19423535034562,1542574.413394972,0,16916.640960632703,1,1]
[null,2756,5512.1,90.823509358391277,222.51159263492281,1544777.653394972,0,16940.802790173282,1,1]
[null,2758,5516.1,90.823509358391277,222.82918038538452,1546982.4933949721,0,16964.982166112466,1,1]
[null,2760,5520.1,90.823509358391277,223.14699860173067,1549188.933394972,0,16989.179088450255,1,1]
[null,2762,5524.1,90.823509358391277,223.4650472839613,1551396.973394972,0,17013.39355718665,1,1]
[null,2764,5528.1,90.823509358391277,223.78332643207642,1553606.6133949719,0,17037.625572321649,1,1]
[null,2766,5532.1,90.823509358391277,224.10183604607602,1555817.8533949719,0,17061.875133855257,1,1]
[null,2768,5536.1,90.823509358391277,224.42057612596011,1558030.693394972,0,17086.142241787471,1,1]
[null,2770,5540.1,90.823509358391277,224.73954667172868,1560245.133394972,0,17110.42689611829,1,1]
[null,2772,5544.1,90.823509358391277,225.05874768338174,1562461.173394972,0,17134.729096847714,1,1]
[null,2774,5548.1,90.823509358391277,225.37817916091925,1564678.8133949719,0,17159.048843975746,1,1]
[null,2776,5552.1,90.823509358391277,225.69784110434125,1566898.0533949719,0,17183.386137502384,1,1]
[null,2778,5556.1,90.823509358391277,226.01773351364776,1569118.893394972,0,17207.740977427628,1,1]
[null,2780,5560.1,90.823509358391277,226.3378563888387,1571341.3333949719,0,17232.113363751479,1,1]
[null,2782,5564.1,90.823509358391277,226.65820972991418,1573565.3733949719,0,17256.503296473933,1,1]
[null,2784,5568.1,90.823509358391277,226.97879353687409,1575791.0133949718,0,17280.910775594995,1,1]
[null,2786,5572.1,90.823509358391277,227.29960780971848,1578018.2533949718,0,17305.335801114663,1,1]
[null,2788,5576.1,90.823509358391277,227.6206525484474,1580247.0933949719,0,17329.778373032939,1,1]
[null,2790,5580.1,90.823509358391277,227.94192775306075,1582477.5333949719,0,17354.238491349817,1,1]
[null,2792,5584.1,90.823509358391277,228.26343342355861,1584709.5733949719,0,17378.716156065308,1,1]
[null,2794,5588.1,90.823509358391277,228.58516955994094,1586943.2133949718,0,17403.211367179396,1,1]
[null,2796,5592.1,90.823509358391277,228.90713616220776,1589178.4533949718,0,17427.724124692097,1,1]
[null,2798,5596.1,90.823509358391277,229.22933323035906,1591415.2933949719,0,17452.254428603403,1,1]
[null,2800,5600.1,90.823509358391277,229.55176076439483,1593653.7333949718,0,17476.802278913314,1,1]
[null,2802,5604.1,90.823509358391277,229.8744187643151,1595893.7733949719,0,17501.36767562183,1,1]
[null,2804,5608.1,90.823509358391277,230.19730723011983,1598135.4133949718,0,17525.950618728952,1,1]
[null,2806,5612.1,90.823509358391277,230.52042616180904,1600378.6533949717,0,17550.551108234682,1,1]
[null,2808,5616.1,90.823509358391277,230.84377555938275,1602623.4933949718,0,17575.169144139018,1,1]
[null,2810,5620.1,90.823509358391277,231.16735542284093,1604869.9333949718,0,17599.804726441958,1,1]
[null,2812,5624.1,90.823509358391277,231.4911657521836,1607117.9733949718,0,17624.457855143508,1,1]
[null,2814,5628.1,90.823509358391277,231.81520654741072,1609367.6133949717,0,17649.128530243659,1,1]
[null,2816,5632.1,90.823509358391277,232.13947780852234,1611618.8533949717,0,17673.816751742419,1,1]
[null,2818,5636.1,90.823509358391277,232.46397953551846,1613871.6933949718,0,17698.522519639788,1,1]
[null,2820,5640.1,90.823509358391277,232.78871172839905,1616126.1333949717,0,17723.245833935758,1,1]
[null,2822,5644.1,90.823509358391277,233.11367438716411,1618382.1733949718,0,17747.986694630337,1,1]
[null,2824,5648.1,90.823509358391277,233.43886751181364,1620639.8133949717,0,17772.745101723522,1,1]
[null,2826,5652.1,90.823509358391277,233.76429110234767,1622899.0533949716,0,17797.521055215311,1,1]
[null,2828,5656.1,90.823509358391277,234.0899451587662,1625159.8933949717,0,17822.31455510571,1,1]
[null,2830,5660.1,90.823509358391277,234.4158296810692,1627422.3333949717,0,17847.12560139471,1,1]
[null,2832,5664.1,90.823509358391277,234.74194466925667,1629686.3733949717,0,17871.954194082318,1,1]
[null,2834,5668.1,90.823509358391277,235.06829012332861,1631952.0133949716,0,17896.800333168532,1,1]
[null,2836,5672.1,90.823509358391277,235.39486604328502,1634219.2533949716,0,17921.664018653355,1,1]
[null,2838,5676.1,90.823509358391277,235.72167242912596,1636488.0933949717,0,17946.545250536783,1,1]
[null,2840,5680.1,90.823509358391277,236.04870928085134,1638758.5333949716,0,17971.444028818816,1,1]
[null,2842,5684.1,90.823509358391277,236.37597659846122,1641030.5733949717,0,17996.360353499455,1,1]
[null,2844,5688.1,90.823509358391277,236.70347438195557,1643304.2133949716,0,18021.294224578698,1,1]
[null,2846,5692.1,90.823509358391277,237.03120263133439,1645579.4533949716,0,18046.24564205655,1,1]
[null,2848,5696.1,90.823509358391277,237.35916134659772,1647856.2933949716,0,18071.214605933008,1,1]
[null,2850,5700.1,90.823509358391277,237.68735052774551,1650134.7333949716,0,18096.201116208074,1,1]
[null,2852,5704.1,90.823509358391277,238.0157701747778,1652414.7733949716,0,18121.205172881742,1,1]
[null,2854,5708.1,90.823509358391277,238.34442028769456,1654696.4133949715,0,18146.226775954019,1,1]
[null,2856,5712.1,90.823509358391277,238.67330086649579,1656979.6533949715,0,18171.265925424901,1,1]
[null,2858,5716.1,90.823509358391277,239.00241191118153,1659264.4933949716,0,18196.322621294388,1,1]
[null,2860,5720.1,90.823509358391277,239.33175342175173,1661550.9333949715,0,18221.396863562484,1,1]
[null,2862,5724.1,90.823509358391277,239.6613253982064,1663838.9733949716,0,18246.488652229185,1,1]
[null,2864,5728.1,90.823509358391277,239.99112784054554,1666128.6133949715,0,18271.597987294488,1,1]
[null,2866,5732.1,90.823509358391277,240.32116074876919,1668419.8533949715,0,18296.724868758403,1,1]
[null,2868,5736.1,90.823509358391277,240.65142412287733,1670712.6933949715,0,18321.86929662092,1,1]
[null,2870,5740.1,90.823509358391277,240.98191796286994,1673007.1333949715,0,18347.031270882046,1,1]
[null,2872,5744.1,90.823509358391277,241.31264226874703,1675303.1733949715,0,18372.210791541776,1,1]
[null,2874,5748.1,90.823509358391277,241.64359704050858,1677600.8133949714,0,18397.407858600112,1,1]
[null,2876,5752.1,90.823509358391277,241.97478227815463,1679900.0533949714,0,18422.622472057057,1,1]
[null,2878,5756.1,90.823509358391277,242.30619798168516,1682200.8933949715,0,18447.854631912607,1,1]
[null,2880,5760.1,90.823509358391277,242.63784415110018,1684503.3333949714,0,18473.104338166762,1,1]
[null,2882,5764.1,90.823509358391277,242.96972078639968,1686807.3733949715,0,18498.371590819523,1,1]
[null,2884,5768.1,90.823509358391277,243.30182788758364,1689113.0133949714,0,18523.656389870888,1,1]
[null,2886,5772.1,90.823509358391277,243.63416545465208,1691420.2533949714,0,18548.958735320863,1,1]
[null,2888,5776.1,90.823509358391277,243.96673348760504,1693729.0933949715,0,18574.278627169446,1,1]
[null,2890,5780.1,90.823509358391277,244.29953198644245,1696039.5333949714,0,18599.616065416631,1,1]
[null,2892,5784.1,90.823509358391277,244.63256095116435,1698351.5733949714,0,18624.971050062421,1,1]
[null,2894,5788.1,90.823509358391277,244.9658203817707,1700665.2133949713,0,18650.343581106819,1,1]
[null,2896,5792.1,90.823509358391277,245.29931027826154,1702980.4533949713,0,18675.733658549823,1,1]
[null,2898,5796.1,90.823509358391277,245.63303064063692,1705297.2933949714,0,18701.141282391436,1,1]
[null,2900,5800.1,90.823509358391277,245.96698146889671,1707615.7333949714,0,18726.56645263165,1,1]
[null,2902,5804.1,90.823509358391277,246.30116276304102,1709935.7733949714,0,18752.009169270474,1,1]
[null,2904,5808.1,90.823509358391277,246.63557452306978,1712257.4133949713,0,18777.469432307902,1,1]
[null,2906,5812.1,90.823509358391277,246.97021674898303,1714580.6533949713,0,18802.947241743936,1,1]
[null,2908,5816.1,90.823509358391277,247.30508944078079,1716905.4933949714,0,18828.442597578578,1,1]
[null,2910,5820.1,90.823509358391277,247.64019259846302,1719231.9333949713,0,18853.955499811826,1,1]
[null,2912,5824.1,90.823509358391277,247.97552622202971,1721559.9733949713,0,18879.485948443678,1,1]
[null,2914,5828.1,90.823509358391277,248.31109031148088,1723889.6133949712,0,18905.033943474136,1,1]
[null,2916,5832.1,90.823509358391277,248.64688486681655,1726220.8533949712,0,18930.599484903199,1,1]
[null,2918,5836.1,90.823509358391277,248.98290988803672,1728553.6933949713,0,18956.182572730875,1,1]
[null,2920,5840.1,90.823509358391277,249.31916537514132,1730888.1333949713,0,18981.783206957149,1,1]
[null,2922,5844.1,90.823509358391277,249.65565132813046,1733224.1733949713,0,19007.401387582035,1,1]
[null,2924,5848.1,90.823509358391277,249.99236774700401,1735561.8133949712,0,19033.037114605522,1,1]
[null,2926,5852.1,90.823509358391277,250.32931463176209,1737901.0533949712,0,19058.690388027619,1,1]
[null,2928,5856.1,90.823509358391277,250.66649198240466,1740241.8933949713,0,19084.361207848324,1,1]
[null,2930,5860.1,90.823509358391277,251.00389979893168,1742584.3333949712,0,19110.049574067631,1,1]
[null,2932,5864.1,90.823509358391277,251.3415380813432,1744928.3733949712,0,19135.755486685543,1,1]
[null,2934,5868.1,90.823509358391277,251.67940682963916,1747274.0133949711,0,19161.478945702063,1,1]
[null,2936,5872.1,90.823509358391277,252.01750604381965,1749621.2533949711,0,19187.219951117189,1,1]
[null,2938,5876.1,90.823509358391277,252.35583572388461,1751970.0933949712,0,19212.978502930924,1,1]
[null,2940,5880.1,90.823509358391277,252.69439586983404,1754320.5333949712,0,19238.754601143261,1,1]
[null,2942,5884.1,90.823509358391277,253.03318648166797,1756672.5733949712,0,19264.548245754206,1,1]
[null,2944,5888.1,90.823509358391277,253.37220755938634,1759026.2133949711,0,19290.359436763756,1,1]
[null,2946,5892.1,90.823509358391277,253.71145910298921,1761381.4533949711,0,19316.188174171912,1,1]
[null,2948,5896.1,90.823509358391277,254.05094111247658,1763738.2933949712,0,19342.034457978676,1,1]
[null,2950,5900.1,90.823509358391277,254.39065358784842,1766096.7333949711,0,19367.898288184046,1,1]
[null,2952,5904.1,90.823509358391277,254.73059652910476,1768456.7733949712,0,19393.77966478802,1,1]
[null,2954,5908.1,90.823509358391277,255.07076993624554,1770818.4133949711,0,19419.6785877906,1,1]
[null,2956,5912.1,90.823509358391277,255.41117380927082,1773181.653394971,0,19445.595057191789,1,1]
[null,2958,5916.1,90.823509358391277,255.7518081481806,1775546.4933949711,0,19471.529072991583,1,1]
[null,2960,5920.1,90.823509358391277,256.09267295297485,1777912.9333949711,0,19497.480635189982,1,1]
[null,2962,5924.1,90.823509358391277,256.43376822365354,1780280.9733949711,0,19523.44974378699,1,1]
[null,2964,5928.1,90.823509358391277,256.77509396021674,1782650.613394971,0,19549.4363987826,1,1]
[null,2966,5932.1,90.823509358391277,257.11665016266443,1785021.853394971,0,19575.440600176818,1,1]
[null,2968,5936.1,90.823509358391277,257.45843683099662,1787394.6933949711,0,19601.462347969642,1,1]
[null,2970,5940.1,90.823509358391277,257.80045396521325,1789769.133394971,0,19627.501642161074,1,1]
[null,2972,5944.1,90.823509358391277,258.14270156531438,1792145.1733949711,0,19653.558482751108,1,1]
[null,2974,5948.1,90.823509358391277,258.48517963129996,1794522.813394971,0,19679.632869739751,1,1]
[null,2976,5952.1,90.823509358391277,258.82788816317009,1796902.0533949709,0,19705.724803126999,1,1]
[null,2978,5956.1,90.823509358391277,259.17082716092466,1799282.893394971,0,19731.834282912856,1,1]
[null,2980,5960.1,90.823509358391277,259.51399662456367,1801665.333394971,0,19757.961309097314,1,1]
[null,2982,5964.1,90.823509358391277,259.85739655408725,1804049.373394971,0,19784.105881680382,1,1]
[null,2984,5968.1,90.823509358391277,260.2010269494952,1806435.0133949709,0,19810.268000662054,1,1]
[null,2986,5972.1,90.823509358391277,260.54488781078771,1808822.2533949709,0,19836.447666042335,1,1]
[null,2988,5976.1,90.823509358391277,260.88897913796472,1811211.093394971,0,19862.644877821222,1,1]
[null,2990,5980.1,90.823509358391277,261.23330093102618,1813601.5333949709,0,19888.85963599871,1,1]
[null,2992,5984.1,90.823509358391277,261.57785318997207,1815993.573394971,0,19915.09194057481,1,1]
[null,2994,5988.1,90.823509358391277,261.92263591480253,1818387.2133949709,0,19941.341791549512,1,1]
[null,2996,5992.1,90.823509358391277,262.26764910551742,1820782.4533949709,0,19967.609188922823,1,1]
[null,2998,5996.1,90.823509358391277,262.61289276211681,1823179.2933949709,0,19993.894132694739,1,1]
[null,3000,6000.1,90.823509358391277,262.95836688460065,1825577.7333949709,0,20020.19662286526,1,1]
[null,3002,6004.1,90.823509358391277,263.30407147296899,1827977.7733949709,0,20046.516659434386,1,1]
[null,3004,6008.1,90.823509358391277,263.65000652722182,1830379.4133949708,0,20072.854242402122,1,1]
[null,3006,6012.1,90.823509358391277,263.9961720473591,1832782.6533949708,0,20099.209371768462,1,1]
[null,3008,6016.1,90.823509358391277,264.34256803338087,1835187.4933949709,0,20125.582047533408,1,1]
[null,3010,6020.1,90.823509358391277,264.68919448528715,1837593.9333949708,0,20151.972269696962,1,1]
[null,3012,6024.1,90.823509358391277,265.03605140307792,1840001.9733949709,0,20178.380038259118,1,1]
[null,3014,6028.1,90.823509358391277,265.38313878675314,1842411.6133949708,0,20204.805353219883,1,1]
[null,3016,6032.1,90.823509358391277,265.73045663631279,1844822.8533949708,0,20231.248214579253,1,1]
[null,3018,6036.1,90.823509358391277,266.07800495175701,1847235.6933949708,0,20257.708622337232,1,1]
[null,3020,6040.1,90.823509358391277,266.42578373308567,1849650.1333949708,0,20284.186576493812,1,1]
[null,3022,6044.1,90.823509358391277,266.77379298029882,1852066.1733949708,0,20310.682077049005,1,1]
[null,3024,6048.1,90.823509358391277,267.12203269339642,1854483.8133949707,0,20337.195124002799,1,1]
[null,3026,6052.1,90.823509358391277,267.47050287237857,1856903.0533949707,0,20363.725717355199,1,1]
[null,3028,6056.1,90.823509358391277,267.81920351724517,1859323.8933949708,0,20390.273857106207,1,1]
[null,3030,6060.1,90.823509358391277,268.16813462799621,1861746.3333949707,0,20416.839543255821,1,1]
[null,3032,6064.1,90.823509358391277,268.5172962046318,1864170.3733949708,0,20443.42277580404,1,1]
[null,3034,6068.1,90.823509358391277,268.86668824715179,1866596.0133949707,0,20470.023554750864,1,1]
[null,3036,6072.1,90.823509358391277,269.21631075555632,1869023.2533949707,0,20496.641880096297,1,1]
[null,3038,6076.1,90.823509358391277,269.5661637298453,1871452.0933949708,0,20523.277751840335,1,1]
[null,3040,6080.1,90.823509358391277,269.91624717001878,1873882.5333949707,0,20549.931169982978,1,1]
[null,3042,6084.1,90.823509358391277,270.26656107607675,1876314.5733949707,0,20576.60213452423,1,1]
[null,3044,6088.1,90.823509358391277,270.61710544801917,1878748.2133949706,0,20603.290645464083,1,1]
[null,3046,6092.1,90.823509358391277,270.96788028584609,1881183.4533949706,0,20629.996702802546,1,1]
[null,3048,6096.1,90.823509358391277,271.31888558955751,1883620.2933949707,0,20656.720306539617,1,1]
[null,3050,6100.1,90.823509358391277,271.67012135915337,1886058.7333949707,0,20683.46145667529,1,1]
[null,3052,6104.1,90.823509358391277,272.02158759463373,1888498.7733949707,0,20710.220153209571,1,1]
[null,3054,6108.1,90.823509358391277,272.37328429599859,1890940.4133949706,0,20736.996396142458,1,1]
[null,3056,6112.1,90.823509358391277,272.72521146324789,1893383.6533949706,0,20763.79018547395,1,1]
[null,3058,6116.1,90.823509358391277,273.07736909638169,1895828.4933949707,0,20790.601521204051,1,1]
[null,3060,6120.1,90.823509358391277,273.42975719539999,1898274.9333949706,0,20817.430403332753,1,1]
[null,3062,6124.1,90.823509358391277,273.78237576030273,1900722.9733949706,0,20844.276831860068,1,1]
[null,3064,6128.1,90.823509358391277,274.13522479108997,1903172.6133949705,0,20871.140806785985,1,1]
[null,3066,6132.1,90.823509358391277,274.48830428776171,1905623.8533949705,0,20898.022328110506,1,1]
[null,3068,6136.1,90.823509358391277,274.84161425031795,1908076.6933949706,0,20924.921395833637,1,1]
[null,3070,6140.1,90.823509358391277,275.19515467875863,1910531.1333949706,0,20951.838009955372,1,1]
[null,3072,6144.1,90.823509358391277,275.54892557308381,1912987.1733949706,0,20978.772170475713,1,1]
[null,3074,6148.1,90.823509358391277,275.90292693329343,1915444.8133949705,0,21005.723877394663,1,1]
[null,3076,6152.1,90.823509358391277,276.25715875938755,1917904.0533949705,0,21032.693130712214,1,1]
[null,3078,6156.1,90.823509358391277,276.61162105136617,1920364.8933949706,0,21059.679930428378,1,1]
[null,3080,6160.1,90.823509358391277,276.96631380922923,1922827.3333949705,0,21086.684276543143,1,1]
[null,3082,6164.1,90.823509358391277,277.32123703297685,1925291.3733949705,0,21113.706169056513,1,1]
[null,3084,6168.1,90.823509358391277,277.67639072260886,1927757.0133949704,0,21140.745607968493,1,1]
[null,3086,6172.1,90.823509358391277,278.03177487812542,1930224.2533949704,0,21167.802593279077,1,1]
[null,3088,6176.1,90.823509358391277,278.38738949952642,1932693.0933949705,0,21194.87712498827,1,1]
[null,3090,6180.1,90.823509358391277,278.74323458681192,1935163.5333949705,0,21221.969203096065,1,1]
[null,3092,6184.1,90.823509358391277,279.09931013998192,1937635.5733949705,0,21249.078827602469,1,1]
[null,3094,6188.1,90.823509358391277,279.45561615903637,1940109.2133949704,0,21276.205998507477,1,1]
[null,3096,6192.1,90.823509358391277,279.81215264397531,1942584.4533949704,0,21303.350715811092,1,1]
[null,3098,6196.1,90.823509358391277,280.16891959479869,1945061.2933949705,0,21330.512979513314,1,1]
[null,3100,6200.1,90.823509358391277,280.52591701150664,1947539.7333949704,0,21357.692789614139,1,1]
[null,3102,6204.1,90.823509358391277,280.88314489409902,1950019.7733949705,0,21384.890146113576,1,1]
[null,3104,6208.1,90.823509358391277,281.24060324257584,1952501.4133949704,0,21412.105049011614,1,1]
[null,3106,6212.1,90.823509358391277,281.59829205693717,1954984.6533949703,0,21439.337498308258,1,1]
[null,3108,6216.1,90.823509358391277,281.95621133718305,1957469.4933949704,0,21466.58749400351,1,1]
[null,3110,6220.1,90.823509358391277,282.31436108331332,1959955.9333949704,0,21493.855036097368,1,1]
[null,3112,6224.1,90.823509358391277,282.67274129532814,1962443.9733949704,0,21521.140124589834,1,1]
[null,3114,6228.1,90.823509358391277,283.03135197322734,1964933.6133949703,0,21548.442759480902,1,1]
[null,3116,6232.1,90.823509358391277,283.39019311701111,1967424.8533949703,0,21575.762940770579,1,1]
[null,3118,6236.1,90.823509358391277,283.74926472667937,1969917.6933949704,0,21603.100668458861,1,1]
[null,3120,6240.1,90.823509358391277,284.10856680223208,1972412.1333949703,0,21630.455942545748,1,1]
[null,3122,6244.1,90.823509358391277,284.46809934366922,1974908.1733949704,0,21657.828763031244,1,1]
[null,3124,6248.1,90.823509358391277,284.82786235099093,1977405.8133949703,0,21685.219129915342,1,1]
[null,3126,6252.1,90.823509358391277,285.18785582419707,1979905.0533949703,0,21712.627043198048,1,1]
[null,3128,6256.1,90.823509358391277,285.54807976328772,1982405.8933949703,0,21740.052502879364,1,1]
[null,3130,6260.1,90.823509358391277,285.9085341682628,1984908.3333949703,0,21767.49550895928,1,1]
[null,3132,6264.1,90.823509358391277,286.26921903912239,1987412.3733949703,0,21794.956061437806,1,1]
[null,3134,6268.1,90.823509358391277,286.63013437586648,1989918.0133949702,0,21822.434160314937,1,1]
[null,3136,6272.1,90.823509358391277,286.991280178495,1992425.2533949702,0,21849.929805590677,1,1]
[null,3138,6276.1,90.823509358391277,287.35265644700809,1994934.0933949703,0,21877.442997265018,1,1]
[null,3140,6280.1,90.823509358391277,287.71426318140556,1997444.5333949702,0,21904.973735337968,1,1]
[null,3142,6284.1,90.823509358391277,288.07610038168758,1999956.5733949703,0,21932.522019809523,1,1]
[null,3144,6288.1,90.823509358391277,288.43816804785405,2002470.2133949702,0,21960.087850679683,1,1]
[null,3146,6292.1,90.823509358391277,288.80046617990502,2004985.4533949702,0,21987.671227948453,1,1]
[null,3148,6296.1,90.823509358391277,289.16299477784048,2007502.2933949702,0,22015.272151615827,1,1]
[null,3150,6300.1,90.823509358391277,289.52575384166039,2010020.7333949702,0,22042.890621681807,1,1]
[null,3152,6304.1,90.823509358391277,289.8887433713648,2012540.7733949702,0,22070.526638146395,1,1]
[null,3154,6308.1,90.823509358391277,290.25196336695365,2015062.4133949701,0,22098.180201009585,1,1]
[null,3156,6312.1,90.823509358391277,290.61541382842699,2017585.6533949701,0,22125.851310271384,1,1]
[null,3158,6316.1,90.823509358391277,290.97909475578484,2020110.4933949702,0,22153.539965931788,1,1]
[null,3160,6320.1,90.823509358391277,291.34300614902719,2022636.9333949701,0,22181.246167990797,1,1]
[null,3162,6324.1,90.823509358391277,291.70714800815398,2025164.9733949702,0,22208.969916448415,1,1]
[null,3164,6328.1,90.823509358391277,292.07152033316527,2027694.6133949701,0,22236.711211304639,1,1]
[null,3166,6332.1,90.823509358391277,292.43612312406106,2030225.8533949701,0,22264.470052559467,1,1]
[null,3168,6336.1,90.823509358391277,292.80095638084128,2032758.6933949701,0,22292.246440212901,1,1]
[null,3170,6340.1,90.823509358391277,293.16602010350601,2035293.1333949701,0,22320.040374264943,1,1]
[null,3172,6344.1,90.823509358391277,293.53131429205524,2037829.1733949701,0,22347.851854715591,1,1]
[null,3174,6348.1,90.823509358391277,293.89683894648891,2040366.81339497,0,22375.680881564844,1,1]
[null,3176,6352.1,90.823509358391277,294.26259406680708,2042906.05339497,0,22403.527454812702,1,1]
[null,3178,6356.1,90.823509358391277,294.62857965300975,2045446.8933949701,0,22431.391574459169,1,1]
[null,3180,6360.1,90.823509358391277,294.99479570509686,2047989.33339497,0,22459.273240504241,1,1]
[null,3182,6364.1,90.823509358391277,295.36124222306847,2050533.3733949701,0,22487.172452947918,1,1]
[null,3184,6368.1,90.823509358391277,295.72791920692458,2053079.01339497,0,22515.0892117902,1,1]
[null,3186,6372.1,90.823509358391277,296.09482665666513,2055626.25339497,0,22543.023517031092,1,1]
[null,3188,6376.1,90.823509358391277,296.46196457229019,2058175.0933949701,0,22570.975368670588,1,1]
[null,3190,6380.1,90.823509358391277,296.82933295379974,2060725.53339497,0,22598.94476670869,1,1]
[null,3192,6384.1,90.823509358391277,297.19693180119378,2063277.57339497,0,22626.9317111454,1,1]
[null,3194,6388.1,90.823509358391277,297.56476111447228,2065831.2133949699,0,22654.936201980712,1,1]
[null,3196,6392.1,90.823509358391277,297.93282089363521,2068386.4533949699,0,22682.958239214633,1,1]
[null,3198,6396.1,90.823509358391277,298.3011111386827,2070943.29339497,0,22710.997822847159,1,1]
[null,3200,6400.1,90.823509358391277,298.66963184961463,2073501.73339497,0,22739.05495287829,1,1]
[null,3202,6404.1,90.823509358391277,299.03838302643106,2076061.77339497,0,22767.12962930803,1,1]
[null,3204,6408.1,90.823509358391277,299.40736466913194,2078623.4133949699,0,22795.221852136376,1,1]
[null,3206,6412.1,90.823509358391277,299.77657677771731,2081186.6533949699,0,22823.331621363326,1,1]
[null,3208,6416.1,90.823509358391277,300.14601935218724,2083751.49339497,0,22851.458936988885,1,1]
[null,3210,6420.1,90.823509358391277,300.51569239254155,2086317.9333949699,0,22879.603799013046,1,1]
[null,3212,6424.1,90.823509358391277,300.88559589878037,2088885.9733949699,0,22907.766207435816,1,1]
[null,3214,6428.1,90.823509358391277,301.25572987090368,2091455.6133949698,0,22935.946162257191,1,1]
[null,3216,6432.1,90.823509358391277,301.62609430891149,2094026.8533949698,0,22964.143663477174,1,1]
[null,3218,6436.1,90.823509358391277,301.99668921280374,2096599.6933949699,0,22992.358711095763,1,1]
[null,3220,6440.1,90.823509358391277,302.3675145825805,2099174.1333949701,0,23020.591305112957,1,1]
[null,3222,6444.1,90.823509358391277,302.73857041824175,2101750.1733949701,0,23048.841445528757,1,1]
[null,3224,6448.1,90.823509358391277,303.1098567197875,2104327.8133949703,0,23077.109132343165,1,1]
[null,3226,6452.1,90.823509358391277,303.4813734872177,2106907.0533949705,0,23105.394365556182,1,1]
[null,3228,6456.1,90.823509358391277,303.85312072053239,2109487.8933949703,0,23133.697145167796,1,1]
[null,3230,6460.1,90.823509358391277,304.22509841973152,2112070.3333949703,0,23162.01747117802,1,1]
[null,3232,6464.1,90.823509358391277,304.59730658481516,2114654.3733949703,0,23190.355343586853,1,1]
[null,3234,6468.1,90.823509358391277,304.96974521578329,2117240.0133949704,0,23218.71076239429,1,1]
[null,3236,6472.1,90.823509358391277,305.34241431263592,2119827.2533949707,0,23247.083727600337,1,1]
[null,3238,6476.1,90.823509358391277,305.71531387537294,2122416.0933949705,0,23275.474239204981,1,1]
[null,3240,6480.1,90.823509358391277,306.08844390399452,2125006.5333949705,0,23303.882297208238,1,1]
[null,3242,6484.1,90.823509358391277,306.46180439850059,2127598.5733949705,0,23332.307901610096,1,1]
[null,3244,6488.1,90.823509358391277,306.83539535889111,2130192.2133949706,0,23360.751052410567,1,1]
[null,3246,6492.1,90.823509358391277,307.20921678516612,2132787.4533949709,0,23389.211749609643,1,1]
[null,3248,6496.1,90.823509358391277,307.58326867732558,2135384.2933949707,0,23417.689993207321,1,1]
[null,3250,6500.1,90.823509358391277,307.95755103536953,2137982.7333949707,0,23446.185783203604,1,1]
[null,3252,6504.1,90.823509358391277,308.33206385929799,2140582.7733949707,0,23474.699119598496,1,1]
[null,3254,6508.1,90.823509358391277,308.70680714911094,2143184.4133949708,0,23503.230002391996,1,1]
[null,3256,6512.1,90.823509358391277,309.0817809048084,2145787.653394971,0,23531.778431584102,1,1]
[null,3258,6516.1,90.823509358391277,309.45698512639024,2148392.4933949709,0,23560.344407174813,1,1]
[null,3260,6520.1,90.823509358391277,309.83241981385657,2150998.9333949708,0,23588.927929164125,1,1]
[null,3262,6524.1,90.823509358391277,310.20808496720747,2153606.9733949709,0,23617.52899755205,1,1]
[null,3264,6528.1,90.823509358391277,310.58398058644281,2156216.613394971,0,23646.14761233858,1,1]
[null,3266,6532.1,90.823509358391277,310.96010667156264,2158827.8533949712,0,23674.783773523715,1,1]
[null,3268,6536.1,90.823509358391277,311.33646322256692,2161440.6933949711,0,23703.437481107456,1,1]
[null,3270,6540.1,90.823509358391277,311.7130502394557,2164055.133394971,0,23732.108735089801,1,1]
[null,3272,6544.1,90.823509358391277,312.08986772222892,2166671.1733949711,0,23760.797535470752,1,1]
[null,3274,6548.1,90.823509358391277,312.46691567088669,2169288.8133949712,0,23789.503882250312,1,1]
[null,3276,6552.1,90.823509358391277,312.84419408542891,2171908.0533949714,0,23818.227775428481,1,1]
[null,3278,6556.1,90.823509358391277,313.22170296585557,2174528.8933949713,0,23846.969215005251,1,1]
[null,3280,6560.1,90.823509358391277,313.59944231216679,2177151.3333949712,0,23875.728200980626,1,1]
[null,3282,6564.1,90.823509358391277,313.97741212436244,2179775.3733949712,0,23904.50473335461,1,1]
[null,3284,6568.1,90.823509358391277,314.3556124024426,2182401.0133949714,0,23933.298812127203,1,1]
[null,3286,6572.1,90.823509358391277,314.7340431464072,2185028.2533949716,0,23962.110437298401,1,1]
[null,3288,6576.1,90.823509358391277,315.1127043562563,2187657.0933949715,0,23990.939608868201,1,1]
[null,3290,6580.1,90.823509358391277,315.4915960319899,2190287.5333949714,0,24019.786326836605,1,1]
[null,3292,6584.1,90.823509358391277,315.87071817360794,2192919.5733949714,0,24048.650591203619,1,1]
[null,3294,6588.1,90.823509358391277,316.25007078111048,2195553.2133949716,0,24077.532401969242,1,1]
[null,3296,6592.1,90.823509358391277,316.62965385449758,2198188.4533949718,0,24106.431759133469,1,1]
[null,3298,6596.1,90.823509358391277,317.00946739376906,2200825.2933949716,0,24135.348662696302,1,1]
[null,3300,6600.1,90.823509358391277,317.38951139892498,2203463.7333949716,0,24164.28311265774,1,1]
[null,3302,6604.1,90.823509358391277,317.76978586996546,2206103.7733949716,0,24193.235109017784,1,1]
[null,3304,6608.1,90.823509358391277,318.15029080689044,2208745.4133949718,0,24222.204651776436,1,1]
[null,3306,6612.1,90.823509358391277,318.53102620969992,2211388.653394972,0,24251.191740933693,1,1]
[null,3308,6616.1,90.823509358391277,318.91199207839378,2214033.4933949718,0,24280.196376489555,1,1]
[null,3310,6620.1,90.823509358391277,319.29318841297214,2216679.9333949718,0,24309.218558444023,1,1]
[null,3312,6624.1,90.823509358391277,319.67461521343506,2219327.9733949718,0,24338.2582867971,1,1]
[null,3314,6628.1,90.823509358391277,320.05627247978242,2221977.6133949719,0,24367.315561548781,1,1]
[null,3316,6632.1,90.823509358391277,320.43816021201428,2224628.8533949722,0,24396.390382699072,1,1]
[null,3318,6636.1,90.823509358391277,320.82027841013053,2227281.693394972,0,24425.482750247964,1,1]
[null,3320,6640.1,90.823509358391277,321.20262707413133,2229936.133394972,0,24454.592664195461,1,1]
[null,3322,6644.1,90.823509358391277,321.58520620401663,2232592.173394972,0,24483.720124541567,1,1]
[null,3324,6648.1,90.823509358391277,321.96801579978637,2235249.8133949721,0,24512.865131286278,1,1]
[null,3326,6652.1,90.823509358391277,322.35105586144067,2237909.0533949723,0,24542.027684429599,1,1]
[null,3328,6656.1,90.823509358391277,322.73432638897935,2240569.8933949722,0,24571.207783971524,1,1]
[null,3330,6660.1,90.823509358391277,323.11782738240254,2243232.3333949721,0,24600.405429912051,1,1]
[null,3332,6664.1,90.823509358391277,323.50155884171022,2245896.3733949722,0,24629.620622251186,1,1]
[null,3334,6668.1,90.823509358391277,323.8855207669024,2248562.0133949723,0,24658.853360988931,1,1]
[null,3336,6672.1,90.823509358391277,324.26971315797908,2251229.2533949725,0,24688.103646125281,1,1]
[null,3338,6676.1,90.823509358391277,324.65413601494015,2253898.0933949724,0,24717.371477660236,1,1]
[null,3340,6680.1,90.823509358391277,325.03878933778577,2256568.5333949723,0,24746.656855593796,1,1]
[null,3342,6684.1,90.823509358391277,325.42367312651584,2259240.5733949724,0,24775.959779925961,1,1]
[null,3344,6688.1,90.823509358391277,325.8087873811304,2261914.2133949725,0,24805.280250656735,1,1]
[null,3346,6692.1,90.823509358391277,326.19413210162946,2264589.4533949727,0,24834.618267786118,1,1]
[null,3348,6696.1,90.823509358391277,326.57970728801297,2267266.2933949726,0,24863.973831314099,1,1]
[null,3350,6700.1,90.823509358391277,326.96551294028097,2269944.7333949725,0,24893.346941240688,1,1]
[null,3352,6704.1,90.823509358391277,327.35154905843348,2272624.7733949726,0,24922.737597565887,1,1]
[null,3354,6708.1,90.823509358391277,327.73781564247048,2275306.4133949727,0,24952.145800289691,1,1]
[null,3356,6712.1,90.823509358391277,328.12431269239192,2277989.6533949729,0,24981.571549412103,1,1]
[null,3358,6716.1,90.823509358391277,328.51104020819781,2280674.4933949728,0,25011.014844933117,1,1]
[null,3360,6720.1,90.823509358391277,328.89799818988826,2283360.9333949727,0,25040.47568685274,1,1]
[null,3362,6724.1,90.823509358391277,329.28518663746314,2286048.9733949727,0,25069.954075170968,1,1]
[null,3364,6728.1,90.823509358391277,329.67260555092253,2288738.6133949729,0,25099.450009887802,1,1]
[null,3366,6732.1,90.823509358391277,330.06025493026641,2291429.8533949731,0,25128.963491003244,1,1]
[null,3368,6736.1,90.823509358391277,330.44813477549468,2294122.6933949729,0,25158.494518517287,1,1]
[null,3370,6740.1,90.823509358391277,330.83624508660751,2296817.1333949729,0,25188.04309242994,1,1]
[null,3372,6744.1,90.823509358391277,331.22458586360483,2299513.1733949729,0,25217.609212741198,1,1]
[null,3374,6748.1,90.823509358391277,331.6131571064866,2302210.8133949731,0,25247.192879451064,1,1]
[null,3376,6752.1,90.823509358391277,332.00195881525286,2304910.0533949733,0,25276.794092559536,1,1]
[null,3378,6756.1,90.823509358391277,332.39099098990363,2307610.8933949731,0,25306.412852066613,1,1]
[null,3380,6760.1,90.823509358391277,332.78025363043884,2310313.3333949731,0,25336.049157972295,1,1]
[null,3382,6764.1,90.823509358391277,333.16974673685849,2313017.3733949731,0,25365.703010276582,1,1]
[null,3384,6768.1,90.823509358391277,333.55947030916269,2315723.0133949732,0,25395.374408979478,1,1]
[null,3386,6772.1,90.823509358391277,333.9494243473514,2318430.2533949735,0,25425.063354080983,1,1]
[null,3388,6776.1,90.823509358391277,334.33960885142449,2321139.0933949733,0,25454.769845581086,1,1]
[null,3390,6780.1,90.823509358391277,334.73002382138213,2323849.5333949733,0,25484.493883479801,1,1]
[null,3392,6784.1,90.823509358391277,335.12066925722422,2326561.5733949733,0,25514.235467777118,1,1]
[null,3394,6788.1,90.823509358391277,335.51154515895081,2329275.2133949734,0,25543.994598473048,1,1]
[null,3396,6792.1,90.823509358391277,335.9026515265619,2331990.4533949737,0,25573.771275567582,1,1]
[null,3398,6796.1,90.823509358391277,336.29398836005743,2334707.2933949735,0,25603.565499060715,1,1]
[null,3400,6800.1,90.823509358391277,336.68555565943745,2337425.7333949734,0,25633.377268952459,1,1]
[null,3402,6804.1,90.823509358391277,337.07735342470198,2340145.7733949735,0,25663.20658524281,1,1]
[null,3404,6808.1,90.823509358391277,337.46938165585095,2342867.4133949736,0,25693.053447931768,1,1]
[null,3406,6812.1,90.823509358391277,337.86164035288448,2345590.6533949738,0,25722.917857019333,1,1]
[null,3408,6816.1,90.823509358391277,338.25412951580239,2348315.4933949737,0,25752.799812505498,1,1]
[null,3410,6820.1,90.823509358391277,338.6468491446048,2351041.9333949736,0,25782.699314390273,1,1]
[null,3412,6824.1,90.823509358391277,339.03979923929171,2353769.9733949737,0,25812.616362673652,1,1]
[null,3414,6828.1,90.823509358391277,339.43297979986312,2356499.6133949738,0,25842.550957355641,1,1]
[null,3416,6832.1,90.823509358391277,339.82639082631903,2359230.853394974,0,25872.503098436235,1,1]
[null,3418,6836.1,90.823509358391277,340.22003231865938,2361963.6933949739,0,25902.472785915434,1,1]
[null,3420,6840.1,90.823509358391277,340.61390427688417,2364698.1333949738,0,25932.460019793238,1,1]
[null,3422,6844.1,90.823509358391277,341.00800670099352,2367434.1733949739,0,25962.464800069647,1,1]
[null,3424,6848.1,90.823509358391277,341.40233959098731,2370171.813394974,0,25992.487126744665,1,1]
[null,3426,6852.1,90.823509358391277,341.79690294686566,2372911.0533949742,0,26022.526999818292,1,1]
[null,3428,6856.1,90.823509358391277,342.19169676862839,2375651.8933949741,0,26052.584419290517,1,1]
[null,3430,6860.1,90.823509358391277,342.58672105627562,2378394.333394974,0,26082.659385161354,1,1]
[null,3432,6864.1,90.823509358391277,342.9819758098073,2381138.373394974,0,26112.751897430797,1,1]
[null,3434,6868.1,90.823509358391277,343.37746102922353,2383884.0133949742,0,26142.861956098845,1,1]
[null,3436,6872.1,90.823509358391277,343.77317671452425,2386631.2533949744,0,26172.989561165501,1,1]
[null,3438,6876.1,90.823509358391277,344.16912286570937,2389380.0933949742,0,26203.134712630759,1,1]
[null,3440,6880.1,90.823509358391277,344.56529948277904,2392130.5333949742,0,26233.297410494622,1,1]
[null,3442,6884.1,90.823509358391277,344.96170656573315,2394882.5733949742,0,26263.477654757095,1,1]
[null,3444,6888.1,90.823509358391277,345.35834411457176,2397636.2133949744,0,26293.675445418176,1,1]
[null,3446,6892.1,90.823509358391277,345.75521212929488,2400391.4533949746,0,26323.890782477862,1,1]
[null,3448,6896.1,90.823509358391277,346.15231060990243,2403148.2933949744,0,26354.123665936149,1,1]
[null,3450,6900.1,90.823509358391277,346.54963955639448,2405906.7333949744,0,26384.374095793046,1,1]
[null,3452,6904.1,90.823509358391277,346.94719896877098,2408666.7733949744,0,26414.642072048548,1,1]
[null,3454,6908.1,90.823509358391277,347.34498884703203,2411428.4133949745,0,26444.927594702658,1,1]
[null,3456,6912.1,90.823509358391277,347.74300919117752,2414191.6533949748,0,26475.230663755377,1,1]
[null,3458,6916.1,90.823509358391277,348.14126000120746,2416956.4933949746,0,26505.551279206695,1,1]
[null,3460,6920.1,90.823509358391277,348.53974127712189,2419722.9333949746,0,26535.889441056621,1,1]
[null,3462,6924.1,90.823509358391277,348.93845301892082,2422490.9733949746,0,26566.245149305156,1,1]
[null,3464,6928.1,90.823509358391277,349.33739522660426,2425260.6133949747,0,26596.618403952296,1,1]
[null,3466,6932.1,90.823509358391277,349.73656790017219,2428031.853394975,0,26627.009204998045,1,1]
[null,3468,6936.1,90.823509358391277,350.13597103962456,2430804.6933949748,0,26657.417552442392,1,1]
[null,3470,6940.1,90.823509358391277,350.53560464496138,2433579.1333949747,0,26687.843446285351,1,1]
[null,3472,6944.1,90.823509358391277,350.93546871618275,2436355.1733949748,0,26718.286886526916,1,1]
[null,3474,6948.1,90.823509358391277,351.33556325328857,2439132.8133949749,0,26748.747873167085,1,1]
[null,3476,6952.1,90.823509358391277,351.73588825627888,2441912.0533949751,0,26779.226406205864,1,1]
[null,3478,6956.1,90.823509358391277,352.13644372515364,2444692.893394975,0,26809.722485643244,1,1]
[null,3480,6960.1,90.823509358391277,352.5372296599129,2447475.3333949749,0,26840.236111479233,1,1]
[null,3482,6964.1,90.823509358391277,352.93824606055665,2450259.373394975,0,26870.767283713827,1,1]
[null,3484,6968.1,90.823509358391277,353.3394929270849,2453045.0133949751,0,26901.316002347026,1,1]
[null,3486,6972.1,90.823509358391277,353.7409702594976,2455832.2533949753,0,26931.882267378835,1,1]
[null,3488,6976.1,90.823509358391277,354.14267805779474,2458621.0933949752,0,26962.466078809248,1,1]
[null,3490,6980.1,90.823509358391277,354.54461632197643,2461411.5333949751,0,26993.067436638266,1,1]
[null,3492,6984.1,90.823509358391277,354.94678505204257,2464203.5733949752,0,27023.68634086589,1,1]
[null,3494,6988.1,90.823509358391277,355.34918424799321,2466997.2133949753,0,27054.322791492123,1,1]
[null,3496,6992.1,90.823509358391277,355.75181390982834,2469792.4533949755,0,27084.97678851696,1,1]
[null,3498,6996.1,90.823509358391277,356.15467403754792,2472589.2933949754,0,27115.648331940403,1,1]
[null,3500,7000.1,90.823509358391277,356.55776463115194,2475387.7333949753,0,27146.337421762451,1,1]
[null,3502,7004.1,90.823509358391277,356.96108569064052,2478187.7733949753,0,27177.044057983108,1,1]
[null,3504,7008.1,90.823509358391277,357.36463721601353,2480989.4133949755,0,27207.76824060237,1,1]
[null,3506,7012.1,90.823509358391277,357.76841920727111,2483792.6533949757,0,27238.509969620241,1,1]
[null,3508,7016.1,90.823509358391277,358.17243166441307,2486597.4933949756,0,27269.26924503671,1,1]
[null,3510,7020.1,90.823509358391277,358.57667458743953,2489403.9333949755,0,27300.046066851792,1,1]
[null,3512,7024.1,90.823509358391277,358.98114797635048,2492211.9733949755,0,27330.840435065478,1,1]
[null,3514,7028.1,90.823509358391277,359.38585183114594,2495021.6133949757,0,27361.65234967777,1,1]
[null,3516,7032.1,90.823509358391277,359.7907861518259,2497832.8533949759,0,27392.481810688671,1,1]
[null,3518,7036.1,90.823509358391277,360.19595093839024,2500645.6933949757,0,27423.328818098173,1,1]
[null,3520,7040.1,90.823509358391277,360.60134619083908,2503460.1333949757,0,27454.193371906284,1,1]
[null,3522,7044.1,90.823509358391277,361.00697190917248,2506276.1733949757,0,27485.075472113,1,1]
[null,3524,7048.1,90.823509358391277,361.41282809339032,2509093.8133949758,0,27515.975118718325,1,1]
[null,3526,7052.1,90.823509358391277,361.81891474349266,2511913.0533949761,0,27546.892311722255,1,1]
[null,3528,7056.1,90.823509358391277,362.22523185947944,2514733.8933949759,0,27577.827051124787,1,1]
[null,3530,7060.1,90.823509358391277,362.63177944135072,2517556.3333949759,0,27608.779336925927,1,1]
[null,3532,7064.1,90.823509358391277,363.03855748910649,2520380.3733949759,0,27639.749169125673,1,1]
[null,3534,7068.1,90.823509358391277,363.44556600274672,2523206.013394976,0,27670.736547724027,1,1]
[null,3536,7072.1,90.823509358391277,363.85280498227149,2526033.2533949763,0,27701.741472720991,1,1]
[null,3538,7076.1,90.823509358391277,364.26027442768066,2528862.0933949761,0,27732.763944116552,1,1]
[null,3540,7080.1,90.823509358391277,364.66797433897432,2531692.5333949761,0,27763.803961910726,1,1]
[null,3542,7084.1,90.823509358391277,365.07590471615248,2534524.5733949761,0,27794.861526103501,1,1]
[null,3544,7088.1,90.823509358391277,365.48406555921514,2537358.2133949762,0,27825.936636694885,1,1]
[null,3546,7092.1,90.823509358391277,365.8924568681623,2540193.4533949764,0,27857.029293684878,1,1]
[null,3548,7096.1,90.823509358391277,366.3010786429939,2543030.2933949763,0,27888.139497073473,1,1]
[null,3550,7100.1,90.823509358391277,366.70993088371,2545868.7333949762,0,27919.267246860676,1,1]
[null,3552,7104.1,90.823509358391277,367.11901359031054,2548708.7733949763,0,27950.412543046481,1,1]
[null,3554,7108.1,90.823509358391277,367.52832676279564,2551550.4133949764,0,27981.575385630898,1,1]
[null,3556,7112.1,90.823509358391277,367.93787040116518,2554393.6533949766,0,28012.755774613921,1,1]
[null,3558,7116.1,90.823509358391277,368.34764450541917,2557238.4933949765,0,28043.953709995545,1,1]
[null,3560,7120.1,90.823509358391277,368.75764907555765,2560084.9333949764,0,28075.169191775778,1,1]
[null,3562,7124.1,90.823509358391277,369.16788411158063,2562932.9733949765,0,28106.402219954616,1,1]
[null,3564,7128.1,90.823509358391277,369.57834961348811,2565782.6133949766,0,28137.652794532063,1,1]
[null,3566,7132.1,90.823509358391277,369.98904558128004,2568633.8533949768,0,28168.920915508115,1,1]
[null,3568,7136.1,90.823509358391277,370.39997201495646,2571486.6933949767,0,28200.206582882769,1,1]
[null,3570,7140.1,90.823509358391277,370.81112891451733,2574341.1333949766,0,28231.509796656032,1,1]
[null,3572,7144.1,90.823509358391277,371.22251627996269,2577197.1733949766,0,28262.830556827903,1,1]
[null,3574,7148.1,90.823509358391277,371.63413411129261,2580054.8133949768,0,28294.168863398379,1,1]
[null,3576,7152.1,90.823509358391277,372.04598240850697,2582914.053394977,0,28325.524716367461,1,1]
[null,3578,7156.1,90.823509358391277,372.45806117160572,2585774.8933949769,0,28356.898115735148,1,1]
[null,3580,7160.1,90.823509358391277,372.87037040058902,2588637.3333949768,0,28388.28906150144,1,1]
[null,3582,7164.1,90.823509358391277,373.28291009545683,2591501.3733949768,0,28419.697553666341,1,1]
[null,3584,7168.1,90.823509358391277,373.69568025620907,2594367.013394977,0,28451.123592229847,1,1]
[null,3586,7172.1,90.823509358391277,374.10868088284587,2597234.2533949772,0,28482.567177191962,1,1]
[null,3588,7176.1,90.823509358391277,374.52191197536706,2600103.093394977,0,28514.028308552679,1,1]
[null,3590,7180.1,90.823509358391277,374.93537353377275,2602973.533394977,0,28545.506986312001,1,1]
[null,3592,7184.1,90.823509358391277,375.34906555806293,2605845.573394977,0,28577.003210469931,1,1]
[null,3594,7188.1,90.823509358391277,375.76298804823762,2608719.2133949772,0,28608.516981026471,1,1]
[null,3596,7192.1,90.823509358391277,376.1771410042968,2611594.4533949774,0,28640.048297981615,1,1]
[null,3598,7196.1,90.823509358391277,376.59152442624043,2614471.2933949772,0,28671.597161335361,1,1]
[null,3600,7200.1,90.823509358391277,377.00613831406849,2617349.7333949772,0,28703.163571087716,1,1]
[null,3602,7204.1,90.823509358391277,377.42098266778112,2620229.7733949772,0,28734.747527238676,1,1]
[null,3604,7208.1,90.823509358391277,377.83605748737818,2623111.4133949773,0,28766.349029788245,1,1]
[null,3606,7212.1,90.823509358391277,378.25136277285975,2625994.6533949776,0,28797.96807873642,1,1]
[null,3608,7216.1,90.823509358391277,378.66689852422576,2628879.4933949774,0,28829.604674083195,1,1]
[null,3610,7220.1,90.823509358391277,379.08266474147626,2631765.9333949774,0,28861.25881582858,1,1]
[null,3612,7224.1,90.823509358391277,379.49866142461127,2634653.9733949774,0,28892.930503972573,1,1]
[null,3614,7228.1,90.823509358391277,379.91488857363078,2637543.6133949775,0,28924.619738515172,1,1]
[null,3616,7232.1,90.823509358391277,380.33134618853472,2640434.8533949777,0,28956.326519456379,1,1]
[null,3618,7236.1,90.823509358391277,380.74803426932317,2643327.6933949776,0,28988.050846796184,1,1]
[null,3620,7240.1,90.823509358391277,381.16495281599606,2646222.1333949775,0,29019.792720534599,1,1]
[null,3622,7244.1,90.823509358391277,381.58210182855345,2649118.1733949776,0,29051.552140671622,1,1]
[null,3624,7248.1,90.823509358391277,381.99948130699534,2652015.8133949777,0,29083.329107207253,1,1]
[null,3626,7252.1,90.823509358391277,382.41709125132172,2654915.0533949779,0,29115.123620141487,1,1]
[null,3628,7256.1,90.823509358391277,382.83493166153255,2657815.8933949778,0,29146.935679474325,1,1]
[null,3630,7260.1,90.823509358391277,383.25300253762788,2660718.3333949777,0,29178.765285205773,1,1]
[null,3632,7264.1,90.823509358391277,383.67130387960771,2663622.3733949778,0,29210.612437335825,1,1]
[null,3634,7268.1,90.823509358391277,384.08983568747198,2666528.0133949779,0,29242.477135864483,1,1]
[null,3636,7272.1,90.823509358391277,384.50859796122074,2669435.2533949781,0,29274.359380791753,1,1]
[null,3638,7276.1,90.823509358391277,384.92759070085401,2672344.093394978,0,29306.259172117621,1,1]
[null,3640,7280.1,90.823509358391277,385.34681390637172,2675254.5333949779,0,29338.176509842098,1,1]
[null,3642,7284.1,90.823509358391277,385.76626757777393,2678166.573394978,0,29370.11139396518,1,1]
[null,3644,7288.1,90.823509358391277,386.18595171506064,2681080.2133949781,0,29402.063824486871,1,1]
[null,3646,7292.1,90.823509358391277,386.60586631823179,2683995.4533949783,0,29434.033801407168,1,1]
[null,3648,7296.1,90.823509358391277,387.02601138728744,2686912.2933949782,0,29466.021324726065,1,1]
[null,3650,7300.1,90.823509358391277,387.44638692222753,2689830.7333949781,0,29498.026394443572,1,1]
[null,3652,7304.1,90.823509358391277,387.86699292305218,2692750.7733949781,0,29530.049010559687,1,1]
[null,3654,7308.1,90.823509358391277,388.28782938976127,2695672.4133949783,0,29562.089173074408,1,1]
[null,3656,7312.1,90.823509358391277,388.70889632235486,2698595.6533949785,0,29594.146881987737,1,1]
[null,3658,7316.1,90.823509358391277,389.13019372083289,2701520.4933949783,0,29626.222137299665,1,1]
[null,3660,7320.1,90.823509358391277,389.55172158519542,2704446.9333949783,0,29658.314939010204,1,1]
[null,3662,7324.1,90.823509358391277,389.97347991544245,2707374.9733949783,0,29690.425287119349,1,1]
[null,3664,7328.1,90.823509358391277,390.39546871157393,2710304.6133949785,0,29722.5531816271,1,1]
[null,3666,7332.1,90.823509358391277,390.81768797358995,2713235.8533949787,0,29754.698622533459,1,1]
[null,3668,7336.1,90.823509358391277,391.24013770149037,2716168.6933949785,0,29786.861609838419,1,1]
[null,3670,7340.1,90.823509358391277,391.66281789527534,2719103.1333949785,0,29819.042143541985,1,1]
[null,3672,7344.1,90.823509358391277,392.08572855494475,2722039.1733949785,0,29851.240223644159,1,1]
[null,3674,7348.1,90.823509358391277,392.50886968049866,2724976.8133949786,0,29883.455850144943,1,1]
[null,3676,7352.1,90.823509358391277,392.93224127193707,2727916.0533949789,0,29915.689023044331,1,1]
[null,3678,7356.1,90.823509358391277,393.35584332925987,2730856.8933949787,0,29947.939742342322,1,1]
[null,3680,7360.1,90.823509358391277,393.77967585246722,2733799.3333949787,0,29980.208008038921,1,1]
[null,3682,7364.1,90.823509358391277,394.20373884155907,2736743.3733949787,0,30012.493820134128,1,1]
[null,3684,7368.1,90.823509358391277,394.62803229653537,2739689.0133949788,0,30044.797178627938,1,1]
[null,3686,7372.1,90.823509358391277,395.05255621739616,2742636.2533949791,0,30077.11808352036,1,1]
[null,3688,7376.1,90.823509358391277,395.47731060414139,2745585.0933949789,0,30109.456534811379,1,1]
[null,3690,7380.1,90.823509358391277,395.90229545677113,2748535.5333949788,0,30141.812532501008,1,1]
[null,3692,7384.1,90.823509358391277,396.32751077528536,2751487.5733949789,0,30174.186076589245,1,1]
[null,3694,7388.1,90.823509358391277,396.75295655968409,2754441.213394979,0,30206.577167076088,1,1]
[null,3696,7392.1,90.823509358391277,397.17863280996733,2757396.4533949792,0,30238.985803961539,1,1]
[null,3698,7396.1,90.823509358391277,397.60453952613494,2760353.2933949791,0,30271.411987245592,1,1]
[null,3700,7400.1,90.823509358391277,398.03067670818712,2763311.733394979,0,30303.85571692825,1,1]
[null,3702,7404.1,90.823509358391277,398.45704435612373,2766271.7733949791,0,30336.316993009517,1,1]
[null,3704,7408.1,90.823509358391277,398.88364246994485,2769233.4133949792,0,30368.795815489389,1,1]
[null,3706,7412.1,90.823509358391277,399.31047104965052,2772196.6533949794,0,30401.292184367871,1,1]
[null,3708,7416.1,90.823509358391277,399.73753009524052,2775161.4933949793,0,30433.806099644953,1,1]
[null,3710,7420.1,90.823509358391277,400.16481960671507,2778127.9333949792,0,30466.337561320644,1,1]
[null,3712,7424.1,90.823509358391277,400.59233958407413,2781095.9733949793,0,30498.886569394941,1,1]
[null,3714,7428.1,90.823509358391277,401.02009002731762,2784065.6133949794,0,30531.453123867846,1,1]
[null,3716,7432.1,90.823509358391277,401.44807093644567,2787036.8533949796,0,30564.037224739357,1,1]
[null,3718,7436.1,90.823509358391277,401.87628231145811,2790009.6933949795,0,30596.638872009469,1,1]
[null,3720,7440.1,90.823509358391277,402.30472415235505,2792984.1333949794,0,30629.25806567819,1,1]
[null,3722,7444.1,90.823509358391277,402.73339645913649,2795960.1733949794,0,30661.894805745516,1,1]
[null,3724,7448.1,90.823509358391277,403.16229923180242,2798937.8133949796,0,30694.549092211451,1,1]
[null,3726,7452.1,90.823509358391277,403.59143247035286,2801917.0533949798,0,30727.220925075995,1,1]
[null,3728,7456.1,90.823509358391277,404.02079617478773,2804897.8933949796,0,30759.910304339137,1,1]
[null,3730,7460.1,90.823509358391277,404.45039034510711,2807880.3333949796,0,30792.617230000888,1,1]
[null,3732,7464.1,90.823509358391277,404.88021498131093,2810864.3733949796,0,30825.341702061247,1,1]
[null,3734,7468.1,90.823509358391277,405.31027008339925,2813850.0133949798,0,30858.083720520212,1,1]
[null,3736,7472.1,90.823509358391277,405.74055565137212,2816837.25339498,0,30890.843285377785,1,1]
[null,3738,7476.1,90.823509358391277,406.17107168522938,2819826.0933949798,0,30923.62039663396,1,1]
[null,3740,7480.1,90.823509358391277,406.60181818497114,2822816.5333949798,0,30956.41505428874,1,1]
[null,3742,7484.1,90.823509358391277,407.03279515059739,2825808.5733949798,0,30989.227258342129,1,1]
[null,3744,7488.1,90.823509358391277,407.46400258210809,2828802.2133949799,0,31022.057008794123,1,1]
[null,3746,7492.1,90.823509358391277,407.89544047950335,2831797.4533949802,0,31054.904305644726,1,1]
[null,3748,7496.1,90.823509358391277,408.32710884278299,2834794.29339498,0,31087.769148893931,1,1]
[null,3750,7500.1,90.823509358391277,408.75900767194719,2837792.73339498,0,31120.651538541744,1,1]
[null,3752,7504.1,90.823509358391277,409.19113696699583,2840792.77339498,0,31153.551474588163,1,1]
[null,3754,7508.1,90.823509358391277,409.62349672792897,2843794.4133949801,0,31186.46895703319,1,1]
[null,3756,7512.1,90.823509358391277,410.0560869547466,2846797.6533949804,0,31219.403985876823,1,1]
[null,3758,7516.1,90.823509358391277,410.48890764744868,2849802.4933949802,0,31252.356561119061,1,1]
[null,3760,7520.1,90.823509358391277,410.92195880603526,2852808.9333949802,0,31285.3266827599,1,1]
[null,3762,7524.1,90.823509358391277,411.35524043050629,2855816.9733949802,0,31318.314350799352,1,1]
[null,3764,7528.1,90.823509358391277,411.78875252086186,2858826.6133949803,0,31351.319565237409,1,1]
[null,3766,7532.1,90.823509358391277,412.22249507710188,2861837.8533949805,0,31384.342326074071,1,1]
[null,3768,7536.1,90.823509358391277,412.6564680992264,2864850.6933949804,0,31417.382633309338,1,1]
[null,3770,7540.1,90.823509358391277,413.09067158723536,2867865.1333949803,0,31450.440486943211,1,1]
[null,3772,7544.1,90.823509358391277,413.52510554112882,2870881.1733949804,0,31483.515886975692,1,1]
[null,3774,7548.1,90.823509358391277,413.95976996090678,2873898.8133949805,0,31516.608833406779,1,1]
[null,3776,7552.1,90.823509358391277,414.39466484656919,2876918.0533949807,0,31549.719326236474,1,1]
[null,3778,7556.1,90.823509358391277,414.82979019811609,2879938.8933949806,0,31582.847365464771,1,1]
[null,3780,7560.1,90.823509358391277,415.26514601554749,2882961.3333949805,0,31615.992951091674,1,1]
[null,3782,7564.1,90.823509358391277,415.70073229886333,2885985.3733949806,0,31649.156083117185,1,1]
[null,3784,7568.1,90.823509358391277,416.13654904806367,2889011.0133949807,0,31682.336761541301,1,1]
[null,3786,7572.1,90.823509358391277,416.57259626314851,2892038.2533949809,0,31715.534986364026,1,1]
[null,3788,7576.1,90.823509358391277,417.00887394411779,2895067.0933949808,0,31748.750757585356,1,1]
[null,3790,7580.1,90.823509358391277,417.44538209097158,2898097.5333949807,0,31781.984075205288,1,1]
[null,3792,7584.1,90.823509358391277,417.88212070370986,2901129.5733949807,0,31815.234939223832,1,1]
[null,3794,7588.1,90.823509358391277,418.31908978233264,2904163.2133949809,0,31848.503349640978,1,1]
[null,3796,7592.1,90.823509358391277,418.75628932683986,2907198.4533949811,0,31881.789306456736,1,1]
[null,3798,7596.1,90.823509358391277,419.19371933723158,2910235.293394981,0,31915.092809671092,1,1]
[null,3800,7600.1,90.823509358391277,419.63137981350775,2913273.7333949809,0,31948.413859284057,1,1]
[null,3802,7604.1,90.823509358391277,420.06927075566841,2916313.7733949809,0,31981.752455295627,1,1]
[null,3804,7608.1,90.823509358391277,420.50739216371358,2919355.4133949811,0,32015.108597705806,1,1]
[null,3806,7612.1,90.823509358391277,420.94574403764324,2922398.6533949813,0,32048.482286514594,1,1]
[null,3808,7616.1,90.823509358391277,421.38432637745734,2925443.4933949811,0,32081.873521721984,1,1]
[null,3810,7620.1,90.823509358391277,421.82313918315594,2928489.9333949811,0,32115.282303327978,1,1]
[null,3812,7624.1,90.823509358391277,422.26218245473899,2931537.9733949811,0,32148.708631332578,1,1]
[null,3814,7628.1,90.823509358391277,422.70145619220659,2934587.6133949813,0,32182.15250573579,1,1]
[null,3816,7632.1,90.823509358391277,423.14096039555864,2937638.8533949815,0,32215.613926537608,1,1]
[null,3818,7636.1,90.823509358391277,423.58069506479512,2940691.6933949813,0,32249.092893738023,1,1]
[null,3820,7640.1,90.823509358391277,424.02066019991611,2943746.1333949813,0,32282.589407337051,1,1]
[null,3822,7644.1,90.823509358391277,424.46085580092159,2946802.1733949813,0,32316.103467334684,1,1]
[null,3824,7648.1,90.823509358391277,424.90128186781158,2949859.8133949814,0,32349.635073730922,1,1]
[null,3826,7652.1,90.823509358391277,425.34193840058606,2952919.0533949817,0,32383.184226525773,1,1]
[null,3828,7656.1,90.823509358391277,425.78282539924493,2955979.8933949815,0,32416.750925719221,1,1]
[null,3830,7660.1,90.823509358391277,426.22394286378835,2959042.3333949815,0,32450.335171311275,1,1]
[null,3832,7664.1,90.823509358391277,426.66529079421622,2962106.3733949815,0,32483.936963301941,1,1]
[null,3834,7668.1,90.823509358391277,427.10686919052858,2965172.0133949816,0,32517.556301691209,1,1]
[null,3836,7672.1,90.823509358391277,427.54867805272551,2968239.2533949818,0,32551.193186479089,1,1]
[null,3838,7676.1,90.823509358391277,427.99071738080681,2971308.0933949817,0,32584.847617665568,1,1]
[null,3840,7680.1,90.823509358391277,428.43298717477256,2974378.5333949816,0,32618.519595250655,1,1]
[null,3842,7684.1,90.823509358391277,428.87548743462287,2977450.5733949817,0,32652.209119234351,1,1]
[null,3844,7688.1,90.823509358391277,429.31821816035767,2980524.2133949818,0,32685.916189616652,1,1]
[null,3846,7692.1,90.823509358391277,429.76117935197692,2983599.453394982,0,32719.640806397558,1,1]
[null,3848,7696.1,90.823509358391277,430.20437100948067,2986676.2933949819,0,32753.382969577069,1,1]
[null,3850,7700.1,90.823509358391277,430.64779313286886,2989754.7333949818,0,32787.142679155186,1,1]
[null,3852,7704.1,90.823509358391277,431.09144572214154,2992834.7733949819,0,32820.919935131911,1,1]
[null,3854,7708.1,90.823509358391277,431.53532877729873,2995916.413394982,0,32854.714737507245,1,1]
[null,3856,7712.1,90.823509358391277,431.97944229834042,2998999.6533949822,0,32888.527086281181,1,1]
[null,3858,7716.1,90.823509358391277,432.42378628526654,3002084.4933949821,0,32922.356981453726,1,1]
[null,3860,7720.1,90.823509358391277,432.86836073807712,3005170.933394982,0,32956.204423024872,1,1]
[null,3862,7724.1,90.823509358391277,433.31316565677224,3008258.9733949821,0,32990.069410994627,1,1]
[null,3864,7728.1,90.823509358391277,433.75820104135181,3011348.6133949822,0,33023.951945362991,1,1]
[null,3866,7732.1,90.823509358391277,434.20346689181588,3014439.8533949824,0,33057.852026129956,1,1]
[null,3868,7736.1,90.823509358391277,434.64896320816439,3017532.6933949823,0,33091.769653295531,1,1]
[null,3870,7740.1,90.823509358391277,435.0946899903974,3020627.1333949822,0,33125.704826859706,1,1]
[null,3872,7744.1,90.823509358391277,435.54064723851491,3023723.1733949822,0,33159.657546822491,1,1]
[null,3874,7748.1,90.823509358391277,435.98683495251692,3026820.8133949824,0,33193.627813183884,1,1]
[null,3876,7752.1,90.823509358391277,436.43325313240342,3029920.0533949826,0,33227.615625943887,1,1]
[null,3878,7756.1,90.823509358391277,436.87990177817431,3033020.8933949824,0,33261.620985102491,1,1]
[null,3880,7760.1,90.823509358391277,437.32678088982976,3036123.3333949824,0,33295.643890659696,1,1]
[null,3882,7764.1,90.823509358391277,437.77389046736965,3039227.3733949824,0,33329.684342615517,1,1]
[null,3884,7768.1,90.823509358391277,438.22123051079404,3042333.0133949826,0,33363.74234096994,1,1]
[null,3886,7772.1,90.823509358391277,438.66880102010293,3045440.2533949828,0,33397.817885722965,1,1]
[null,3888,7776.1,90.823509358391277,439.11660199529626,3048549.0933949826,0,33431.910976874598,1,1]
[null,3890,7780.1,90.823509358391277,439.56463343637409,3051659.5333949826,0,33466.021614424841,1,1]
[null,3892,7784.1,90.823509358391277,440.01289534333637,3054771.5733949826,0,33500.149798373684,1,1]
[null,3894,7788.1,90.823509358391277,440.4613877161832,3057885.2133949827,0,33534.295528721137,1,1]
[null,3896,7792.1,90.823509358391277,440.91011055491452,3061000.453394983,0,33568.458805467199,1,1]
[null,3898,7796.1,90.823509358391277,441.35906385953024,3064117.2933949828,0,33602.639628611862,1,1]
[null,3900,7800.1,90.823509358391277,441.80824763003045,3067235.7333949828,0,33636.837998155133,1,1]
[null,3902,7804.1,90.823509358391277,442.25766186641516,3070355.7733949828,0,33671.053914097014,1,1]
[null,3904,7808.1,90.823509358391277,442.70730656868437,3073477.4133949829,0,33705.287376437496,1,1]
[null,3906,7812.1,90.823509358391277,443.15718173683808,3076600.6533949832,0,33739.538385176587,1,1]
[null,3908,7816.1,90.823509358391277,443.60728737087618,3079725.493394983,0,33773.80694031428,1,1]
[null,3910,7820.1,90.823509358391277,444.05762347079883,3082851.9333949829,0,33808.093041850581,1,1]
[null,3912,7824.1,90.823509358391277,444.50819003660592,3085979.973394983,0,33842.396689785492,1,1]
[null,3914,7828.1,90.823509358391277,444.95898706829757,3089109.6133949831,0,33876.717884119003,1,1]
[null,3916,7832.1,90.823509358391277,445.41001456587367,3092240.8533949833,0,33911.056624851124,1,1]
[null,3918,7836.1,90.823509358391277,445.8612725293342,3095373.6933949832,0,33945.412911981854,1,1]
[null,3920,7840.1,90.823509358391277,446.31276095867923,3098508.1333949831,0,33979.786745511185,1,1]
[null,3922,7844.1,90.823509358391277,446.76447985390877,3101644.1733949832,0,34014.178125439124,1,1]
[null,3924,7848.1,90.823509358391277,447.21642921502274,3104781.8133949833,0,34048.587051765666,1,1]
[null,3926,7852.1,90.823509358391277,447.66860904202127,3107921.0533949835,0,34083.013524490823,1,1]
[null,3928,7856.1,90.823509358391277,448.12101933490425,3111061.8933949834,0,34117.457543614575,1,1]
[null,3930,7860.1,90.823509358391277,448.57366009367166,3114204.3333949833,0,34151.919109136936,1,1]
[null,3932,7864.1,90.823509358391277,449.02653131832358,3117348.3733949834,0,34186.398221057905,1,1]
[null,3934,7868.1,90.823509358391277,449.47963300885999,3120494.0133949835,0,34220.894879377483,1,1]
[null,3936,7872.1,90.823509358391277,449.9329651652809,3123641.2533949837,0,34255.409084095663,1,1]
[null,3938,7876.1,90.823509358391277,450.38652778758626,3126790.0933949836,0,34289.940835212452,1,1]
[null,3940,7880.1,90.823509358391277,450.84032087577611,3129940.5333949835,0,34324.490132727842,1,1]
[null,3942,7884.1,90.823509358391277,451.29434442985041,3133092.5733949835,0,34359.056976641841,1,1]
[null,3944,7888.1,90.823509358391277,451.74859844980926,3136246.2133949837,0,34393.641366954449,1,1]
[null,3946,7892.1,90.823509358391277,452.20308293565256,3139401.4533949839,0,34428.243303665666,1,1]
[null,3948,7896.1,90.823509358391277,452.6577978873803,3142558.2933949837,0,34462.862786775477,1,1]
[null,3950,7900.1,90.823509358391277,453.11274330499253,3145716.7333949837,0,34497.499816283904,1,1]
[null,3952,7904.1,90.823509358391277,453.56791918848927,3148876.7733949837,0,34532.154392190932,1,1]
[null,3954,7908.1,90.823509358391277,454.02332553787051,3152038.4133949839,0,34566.82651449657,1,1]
[null,3956,7912.1,90.823509358391277,454.47896235313624,3155201.6533949841,0,34601.516183200809,1,1]
[null,3958,7916.1,90.823509358391277,454.93482963428642,3158366.4933949839,0,34636.223398303657,1,1]
[null,3960,7920.1,90.823509358391277,455.39092738132103,3161532.9333949839,0,34670.948159805113,1,1]
[null,3962,7924.1,90.823509358391277,455.84725559424021,3164700.9733949839,0,34705.690467705172,1,1]
[null,3964,7928.1,90.823509358391277,456.30381427304383,3167870.613394984,0,34740.450322003839,1,1]
[null,3966,7932.1,90.823509358391277,456.76060341773194,3171041.8533949843,0,34775.227722701115,1,1]
[null,3968,7936.1,90.823509358391277,457.2176230283045,3174214.6933949841,0,34810.022669796992,1,1]
[null,3970,7940.1,90.823509358391277,457.67487310476156,3177389.1333949841,0,34844.835163291478,1,1]
[null,3972,7944.1,90.823509358391277,458.13235364710312,3180565.1733949841,0,34879.665203184566,1,1]
[null,3974,7948.1,90.823509358391277,458.59006465532912,3183742.8133949842,0,34914.512789476263,1,1]
[null,3976,7952.1,90.823509358391277,459.04800612943967,3186922.0533949845,0,34949.377922166568,1,1]
[null,3978,7956.1,90.823509358391277,459.50617806943461,3190102.8933949843,0,34984.260601255475,1,1]
[null,3980,7960.1,90.823509358391277,459.96458047531405,3193285.3333949842,0,35019.160826742991,1,1]
[null,3982,7964.1,90.823509358391277,460.42321334707805,3196469.3733949843,0,35054.078598629116,1,1]
[null,3984,7968.1,90.823509358391277,460.88207668472648,3199655.0133949844,0,35089.013916913842,1,1]
[null,3986,7972.1,90.823509358391277,461.34117048825942,3202842.2533949846,0,35123.966781597177,1,1]
[null,3988,7976.1,90.823509358391277,461.80049475767674,3206031.0933949845,0,35158.937192679121,1,1]
[null,3990,7980.1,90.823509358391277,462.26004949297862,3209221.5333949844,0,35193.925150159659,1,1]
[null,3992,7984.1,90.823509358391277,462.71983469416494,3212413.5733949845,0,35228.930654038813,1,1]
[null,3994,7988.1,90.823509358391277,463.17985036123582,3215607.2133949846,0,35263.953704316576,1,1]
[null,3996,7992.1,90.823509358391277,463.64009649419114,3218802.4533949848,0,35298.994300992941,1,1]
[null,3998,7996.1,90.823509358391277,464.1005730930309,3221999.2933949847,0,35334.052444067907,1,1]
[null,4000,8000.1,90.823509358391277,464.56128015775516,3225197.7333949846,0,35369.128133541482,1,1]
[null,4002,8004.1,90.823509358391277,465.02221768836392,3228397.7733949847,0,35404.221369413666,1,1]
[null,4004,8008.1,90.823509358391277,465.48338568485718,3231599.4133949848,0,35439.332151684459,1,1]
[null,4006,8012.1,90.823509358391277,465.94478414723494,3234802.653394985,0,35474.460480353853,1,1]
[null,4008,8016.1,90.823509358391277,466.40641307549708,3238007.4933949849,0,35509.606355421856,1,1]
[null,4010,8020.1,90.823509358391277,466.86827246964378,3241213.9333949848,0,35544.769776888461,1,1]
[null,4012,8024.1,90.823509358391277,467.33036232967493,3244421.9733949848,0,35579.950744753674,1,1]
[null,4014,8028.1,90.823509358391277,467.79268265559057,3247631.613394985,0,35615.149259017497,1,1]
[null,4016,8032.1,90.823509358391277,468.25523344739071,3250842.8533949852,0,35650.365319679921,1,1]
[null,4018,8036.1,90.823509358391277,468.71801470507529,3254055.693394985,0,35685.598926740953,1,1]
[null,4020,8040.1,90.823509358391277,469.18102642864437,3257270.133394985,0,35720.850080200587,1,1]
[null,4022,8044.1,90.823509358391277,469.64426861809795,3260486.173394985,0,35756.11878005883,1,1]
[null,4024,8048.1,90.823509358391277,470.10774127343598,3263703.8133949852,0,35791.405026315682,1,1]
[null,4026,8052.1,90.823509358391277,470.57144439465856,3266923.0533949854,0,35826.708818971143,1,1]
[null,4028,8056.1,90.823509358391277,471.03537798176552,3270143.8933949852,0,35862.030158025198,1,1]
[null,4030,8060.1,90.823509358391277,471.49954203475698,3273366.3333949852,0,35897.369043477869,1,1]
[null,4032,8064.1,90.823509358391277,471.96393655363295,3276590.3733949852,0,35932.725475329142,1,1]
[null,4034,8068.1,90.823509358391277,472.42856153839341,3279816.0133949853,0,35968.099453579023,1,1]
[null,4036,8072.1,90.823509358391277,472.89341698903837,3283043.2533949856,0,36003.490978227514,1,1]
[null,4038,8076.1,90.823509358391277,473.35850290556778,3286272.0933949854,0,36038.900049274605,1,1]
[null,4040,8080.1,90.823509358391277,473.82381928798168,3289502.5333949854,0,36074.326666720299,1,1]
[null,4042,8084.1,90.823509358391277,474.28936613628002,3292734.5733949854,0,36109.770830564608,1,1]
[null,4044,8088.1,90.823509358391277,474.75514345046287,3295968.2133949855,0,36145.232540807519,1,1]
[null,4046,8092.1,90.823509358391277,475.22115123053027,3299203.4533949858,0,36180.711797449039,1,1]
[null,4048,8096.1,90.823509358391277,475.68738947648205,3302440.2933949856,0,36216.208600489161,1,1]
[null,4050,8100.1,90.823509358391277,476.15385818831834,3305678.7333949856,0,36251.722949927884,1,1]
[null,4052,8104.1,90.823509358391277,476.62055736603912,3308918.7733949856,0,36287.254845765223,1,1]
[null,4054,8108.1,90.823509358391277,477.08748700964435,3312160.4133949857,0,36322.804288001164,1,1]
[null,4056,8112.1,90.823509358391277,477.55464711913413,3315403.6533949859,0,36358.371276635713,1,1]
[null,4058,8116.1,90.823509358391277,478.0220376945083,3318648.4933949858,0,36393.955811668864,1,1]
[null,4060,8120.1,90.823509358391277,478.48965873576702,3321894.9333949857,0,36429.557893100624,1,1]
[null,4062,8124.1,90.823509358391277,478.95751024291019,3325142.9733949858,0,36465.177520930993,1,1]
[null,4064,8128.1,90.823509358391277,479.42559221593785,3328392.6133949859,0,36500.814695159963,1,1]
[null,4066,8132.1,90.823509358391277,479.89390465485002,3331643.8533949861,0,36536.469415787542,1,1]
[null,4068,8136.1,90.823509358391277,480.36244755964663,3334896.693394986,0,36572.14168281373,1,1]
[null,4070,8140.1,90.823509358391277,480.83122093032773,3338151.1333949859,0,36607.831496238519,1,1]
[null,4072,8144.1,90.823509358391277,481.30022476689328,3341407.173394986,0,36643.53885606191,1,1]
[null,4074,8148.1,90.823509358391277,481.76945906934338,3344664.8133949861,0,36679.263762283917,1,1]
[null,4076,8152.1,90.823509358391277,482.23892383767793,3347924.0533949863,0,36715.006214904526,1,1]
[null,4078,8156.1,90.823509358391277,482.70861907189698,3351184.8933949862,0,36750.766213923736,1,1]
[null,4080,8160.1,90.823509358391277,483.17854477200046,3354447.3333949861,0,36786.543759341563,1,1]
[null,4082,8164.1,90.823509358391277,483.64870093798845,3357711.3733949861,0,36822.338851157983,1,1]
[null,4084,8168.1,90.823509358391277,484.11908756986094,3360977.0133949863,0,36858.15148937302,1,1]
[null,4086,8172.1,90.823509358391277,484.58970466761792,3364244.2533949865,0,36893.981673986666,1,1]
[null,4088,8176.1,90.823509358391277,485.06055223125929,3367513.0933949864,0,36929.829404998905,1,1]
[null,4090,8180.1,90.823509358391277,485.53163026078522,3370783.5333949863,0,36965.694682409754,1,1]
[null,4092,8184.1,90.823509358391277,486.00293875619559,3374055.5733949863,0,37001.577506219212,1,1]
[null,4094,8188.1,90.823509358391277,486.47447771749046,3377329.2133949865,0,37037.477876427278,1,1]
[null,4096,8192.1,90.823509358391277,486.94624714466988,3380604.4533949867,0,37073.395793033953,1,1]
[null,4098,8196.1,90.823509358391277,487.41824703773369,3383881.2933949865,0,37109.331256039222,1,1]
[null,4100,8200.1,90.823509358391277,487.89047739668194,3387159.7333949865,0,37145.284265443108,1,1]
[null,4102,8204.1,90.823509358391277,488.36293822151475,3390439.7733949865,0,37181.254821245595,1,1]
[null,4104,8208.1,90.823509358391277,488.83562951223206,3393721.4133949867,0,37217.242923446691,1,1]
[null,4106,8212.1,90.823509358391277,489.30855126883387,3397004.6533949869,0,37253.248572046388,1,1]
[null,4108,8216.1,90.823509358391277,489.78170349132006,3400289.4933949867,0,37289.271767044695,1,1]
[null,4110,8220.1,90.823509358391277,490.25508617969075,3403575.9333949867,0,37325.31250844161,1,1]
[null,4112,8224.1,90.823509358391277,490.72869933394594,3406863.9733949867,0,37361.370796237126,1,1]
[null,4114,8228.1,90.823509358391277,491.20254295408569,3410153.6133949868,0,37397.446630431252,1,1]
[null,4116,8232.1,90.823509358391277,491.67661704010987,3413444.8533949871,0,37433.540011023986,1,1]
[null,4118,8236.1,90.823509358391277,492.15092159201845,3416737.6933949869,0,37469.650938015322,1,1]
[null,4120,8240.1,90.823509358391277,492.62545660981158,3420032.1333949869,0,37505.779411405259,1,1]
[null,4122,8244.1,90.823509358391277,493.10022209348921,3423328.1733949869,0,37541.925431193813,1,1]
[null,4124,8248.1,90.823509358391277,493.57521804305128,3426625.813394987,0,37578.088997380968,1,1]
[null,4126,8252.1,90.823509358391277,494.05044445849785,3429925.0533949872,0,37614.270109966732,1,1]
[null,4128,8256.1,90.823509358391277,494.52590133982892,3433225.8933949871,0,37650.468768951097,1,1]
[null,4130,8260.1,90.823509358391277,495.00158868704443,3436528.333394987,0,37686.684974334072,1,1]
[null,4132,8264.1,90.823509358391277,495.47750650014444,3439832.3733949871,0,37722.918726115648,1,1]
[null,4134,8268.1,90.823509358391277,495.9536547791289,3443138.0133949872,0,37759.17002429584,1,1]
[null,4136,8272.1,90.823509358391277,496.43003352399791,3446445.2533949874,0,37795.438868874633,1,1]
[null,4138,8276.1,90.823509358391277,496.90664273475136,3449754.0933949873,0,37831.725259852028,1,1]
[null,4140,8280.1,90.823509358391277,497.38348241138925,3453064.5333949872,0,37868.029197228032,1,1]
[null,4142,8284.1,90.823509358391277,497.8605525539117,3456376.5733949873,0,37904.350681002637,1,1]
[null,4144,8288.1,90.823509358391277,498.33785316231859,3459690.2133949874,0,37940.689711175859,1,1]
[null,4146,8292.1,90.823509358391277,498.81538423660999,3463005.4533949876,0,37977.046287747682,1,1]
[null,4148,8296.1,90.823509358391277,499.29314577678582,3466322.2933949875,0,38013.420410718107,1,1]
[null,4150,8300.1,90.823509358391277,499.77113778284615,3469640.7333949874,0,38049.81208008714,1,1]
[null,4152,8304.1,90.823509358391277,500.24936025479093,3472960.7733949875,0,38086.221295854783,1,1]
[null,4154,8308.1,90.823509358391277,500.72781319262026,3476282.4133949876,0,38122.648058021034,1,1]
[null,4156,8312.1,90.823509358391277,501.20649659633409,3479605.6533949878,0,38159.092366585886,1,1]
[null,4158,8316.1,90.823509358391277,501.68541046593231,3482930.4933949877,0,38195.554221549348,1,1]
[null,4160,8320.1,90.823509358391277,502.16455480141502,3486256.9333949876,0,38232.033622911411,1,1]
[null,4162,8324.1,90.823509358391277,502.64392960278224,3489584.9733949876,0,38268.530570672083,1,1]
[null,4164,8328.1,90.823509358391277,503.12353487003395,3492914.6133949878,0,38305.045064831356,1,1]
[null,4166,8332.1,90.823509358391277,503.60337060317016,3496245.853394988,0,38341.577105389246,1,1]
[null,4168,8336.1,90.823509358391277,504.08343680219082,3499578.6933949878,0,38378.12669234573,1,1]
[null,4170,8340.1,90.823509358391277,504.56373346709591,3502913.1333949878,0,38414.69382570083,1,1]
[null,4172,8344.1,90.823509358391277,505.04426059788557,3506249.1733949878,0,38451.278505454531,1,1]
[null,4174,8348.1,90.823509358391277,505.52501819455966,3509586.813394988,0,38487.880731606841,1,1]
[null,4176,8352.1,90.823509358391277,506.00600625711832,3512926.0533949882,0,38524.500504157753,1,1]
[null,4178,8356.1,90.823509358391277,506.48722478556135,3516266.893394988,0,38561.137823107274,1,1]
[null,4180,8360.1,90.823509358391277,506.96867377988889,3519609.333394988,0,38597.792688455396,1,1]
[null,4182,8364.1,90.823509358391277,507.45035324010092,3522953.373394988,0,38634.465100202127,1,1]
[null,4184,8368.1,90.823509358391277,507.93226316619746,3526299.0133949881,0,38671.155058347467,1,1]
[null,4186,8372.1,90.823509358391277,508.41440355817844,3529646.2533949884,0,38707.862562891416,1,1]
[null,4188,8376.1,90.823509358391277,508.89677441604391,3532995.0933949882,0,38744.587613833966,1,1]
[null,4190,8380.1,90.823509358391277,509.37937573979383,3536345.5333949882,0,38781.330211175125,1,1]
[null,4192,8384.1,90.823509358391277,509.86220752942825,3539697.5733949882,0,38818.090354914886,1,1]
[null,4194,8388.1,90.823509358391277,510.34526978494722,3543051.2133949883,0,38854.868045053256,1,1]
[null,4196,8392.1,90.823509358391277,510.82856250635064,3546406.4533949886,0,38891.663281590234,1,1]
[null,4198,8396.1,90.823509358391277,511.31208569363849,3549763.2933949884,0,38928.476064525814,1,1]
[null,4200,8400.1,90.823509358391277,511.79583934681079,3553121.7333949883,0,38965.306393859995,1,1]
[null,4202,8404.1,90.823509358391277,512.27982346586759,3556481.7733949884,0,39002.154269592793,1,1]
[null,4204,8408.1,90.823509358391277,512.76403805080895,3559843.4133949885,0,39039.019691724192,1,1]
[null,4206,8412.1,90.823509358391277,513.24848310163486,3563206.6533949887,0,39075.9026602542,1,1]
[null,4208,8416.1,90.823509358391277,513.7331586183451,3566571.4933949886,0,39112.803175182809,1,1]
[null,4210,8420.1,90.823509358391277,514.21806460093978,3569937.9333949885,0,39149.721236510028,1,1]
[null,4212,8424.1,90.823509358391277,514.70320104941902,3573305.9733949886,0,39186.656844235855,1,1]
[null,4214,8428.1,90.823509358391277,515.18856796378282,3576675.6133949887,0,39223.609998360283,1,1]
[null,4216,8432.1,90.823509358391277,515.67416534403105,3580046.8533949889,0,39260.580698883321,1,1]
[null,4218,8436.1,90.823509358391277,516.15999319016362,3583419.6933949888,0,39297.56894580496,1,1]
[null,4220,8440.1,90.823509358391277,516.64605150218085,3586794.1333949887,0,39334.574739125208,1,1]
[null,4222,8444.1,90.823509358391277,517.13234028008242,3590170.1733949888,0,39371.598078844065,1,1]
[null,4224,8448.1,90.823509358391277,517.61885952386865,3593547.8133949889,0,39408.638964961523,1,1]
[null,4226,8452.1,90.823509358391277,518.10560923353921,3596927.0533949891,0,39445.697397477597,1,1]
[null,4228,8456.1,90.823509358391277,518.59258940909433,3600307.893394989,0,39482.773376392266,1,1]
[null,4230,8460.1,90.823509358391277,519.07980005053389,3603690.3333949889,0,39519.866901705544,1,1]
[null,4232,8464.1,90.823509358391277,519.56724115785789,3607074.3733949889,0,39556.97797341743,1,1]
[null,4234,8468.1,90.823509358391277,520.05491273106645,3610460.0133949891,0,39594.106591527925,1,1]
[null,4236,8472.1,90.823509358391277,520.54281477015945,3613847.2533949893,0,39631.252756037022,1,1]
[null,4238,8476.1,90.823509358391277,521.03094727513701,3617236.0933949891,0,39668.41646694472,1,1]
[null,4240,8480.1,90.823509358391277,521.51931024599889,3620626.5333949891,0,39705.597724251034,1,1]
[null,4242,8484.1,90.823509358391277,522.00790368274534,3624018.5733949891,0,39742.79652795595,1,1]
[null,4244,8488.1,90.823509358391277,522.49672758537633,3627412.2133949893,0,39780.012878059468,1,1]
[null,4246,8492.1,90.823509358391277,522.98578195389177,3630807.4533949895,0,39817.246774561601,1,1]
[null,4248,8496.1,90.823509358391277,523.47506678829166,3634204.2933949893,0,39854.498217462329,1,1]
[null,4250,8500.1,90.823509358391277,523.96458208857598,3637602.7333949893,0,39891.767206761673,1,1]
[null,4252,8504.1,90.823509358391277,524.45432785474486,3641002.7733949893,0,39929.053742459619,1,1]
[null,4254,8508.1,90.823509358391277,524.94430408679818,3644404.4133949894,0,39966.357824556173,1,1]
[null,4256,8512.1,90.823509358391277,525.43451078473606,3647807.6533949897,0,40003.679453051329,1,1]
[null,4258,8516.1,90.823509358391277,525.92494794855827,3651212.4933949895,0,40041.018627945094,1,1]
[null,4260,8520.1,90.823509358391277,526.41561557826515,3654618.9333949895,0,40078.375349237467,1,1]
[null,4262,8524.1,90.823509358391277,526.90651367385635,3658026.9733949895,0,40115.749616928442,1,1]
[null,4264,8528.1,90.823509358391277,527.39764223533211,3661436.6133949896,0,40153.141431018026,1,1]
[null,4266,8532.1,90.823509358391277,527.88900126269232,3664847.8533949899,0,40190.550791506219,1,1]
[null,4268,8536.1,90.823509358391277,528.38059075593708,3668260.6933949897,0,40227.977698393006,1,1]
[null,4270,8540.1,90.823509358391277,528.87241071506617,3671675.1333949897,0,40265.422151678409,1,1]
[null,4272,8544.1,90.823509358391277,529.36446114007992,3675091.1733949897,0,40302.884151362414,1,1]
[null,4274,8548.1,90.823509358391277,529.85674203097801,3678508.8133949898,0,40340.363697445035,1,1]
[null,4276,8552.1,90.823509358391277,530.34925338776065,3681928.05339499,0,40377.860789926257,1,1]
[null,4278,8556.1,90.823509358391277,530.84199521042774,3685348.8933949899,0,40415.375428806074,1,1]
[null,4280,8560.1,90.823509358391277,531.33496749897938,3688771.3333949898,0,40452.907614084506,1,1]
[null,4282,8564.1,90.823509358391277,531.82817025341546,3692195.3733949899,0,40490.457345761548,1,1]
[null,4284,8568.1,90.823509358391277,532.32160347373599,3695621.01339499,0,40528.024623837191,1,1]
[null,4286,8572.1,90.823509358391277,532.81526715994107,3699048.2533949902,0,40565.609448311443,1,1]
[null,4288,8576.1,90.823509358391277,533.30916131203048,3702477.0933949901,0,40603.211819184296,1,1]
[null,4290,8580.1,90.823509358391277,533.80328593000456,3705907.53339499,0,40640.831736455759,1,1]
[null,4292,8584.1,90.823509358391277,534.29764101386297,3709339.5733949901,0,40678.46920012583,1,1]
[null,4294,8588.1,90.823509358391277,534.79222656360594,3712773.2133949902,0,40716.124210194503,1,1]
[null,4296,8592.1,90.823509358391277,535.28704257923346,3716208.4533949904,0,40753.796766661784,1,1]
[null,4298,8596.1,90.823509358391277,535.78208906074531,3719645.2933949903,0,40791.486869527667,1,1]
[null,4300,8600.1,90.823509358391277,536.27736600814171,3723083.7333949902,0,40829.194518792159,1,1]
[null,4302,8604.1,90.823509358391277,536.77287342142256,3726523.7733949902,0,40866.91971445526,1,1]
[null,4304,8608.1,90.823509358391277,537.26861130058796,3729965.4133949904,0,40904.66245651697,1,1]
[null,4306,8612.1,90.823509358391277,537.76457964563781,3733408.6533949906,0,40942.422744977281,1,1]
[null,4308,8616.1,90.823509358391277,538.2607784565721,3736853.4933949905,0,40980.200579836193,1,1]
[null,4310,8620.1,90.823509358391277,538.75720773339094,3740299.9333949904,0,41017.995961093722,1,1]
[null,4312,8624.1,90.823509358391277,539.25386747609423,3743747.9733949904,0,41055.808888749845,1,1]
[null,4314,8628.1,90.823509358391277,539.75075768468196,3747197.6133949906,0,41093.639362804584,1,1]
[null,4316,8632.1,90.823509358391277,540.24787835915424,3750648.8533949908,0,41131.487383257932,1,1]
[null,4318,8636.1,90.823509358391277,540.74522949951097,3754101.6933949906,0,41169.352950109875,1,1]
[null,4320,8640.1,90.823509358391277,541.24281110575214,3757556.1333949906,0,41207.236063360426,1,1]
[null,4322,8644.1,90.823509358391277,541.74062317787775,3761012.1733949906,0,41245.136723009586,1,1]
[null,4324,8648.1,90.823509358391277,542.23866571588803,3764469.8133949907,0,41283.054929057354,1,1]
[null,4326,8652.1,90.823509358391277,542.73693871978264,3767929.053394991,0,41320.990681503732,1,1]
[null,4328,8656.1,90.823509358391277,543.23544218956181,3771389.8933949908,0,41358.943980348704,1,1]
[null,4330,8660.1,90.823509358391277,543.7341761252253,3774852.3333949908,0,41396.914825592292,1,1]
[null,4332,8664.1,90.823509358391277,544.23314052677347,3778316.3733949908,0,41434.903217234481,1,1]
[null,4334,8668.1,90.823509358391277,544.73233539420607,3781782.0133949909,0,41472.90915527528,1,1]
[null,4336,8672.1,90.823509358391277,545.23176072752312,3785249.2533949912,0,41510.93263971468,1,1]
[null,4338,8676.1,90.823509358391277,545.73141652672462,3788718.093394991,0,41548.973670552688,1,1]
[null,4340,8680.1,90.823509358391277,546.23130279181066,3792188.533394991,0,41587.032247789306,1,1]
[null,4342,8684.1,90.823509358391277,546.73141952278115,3795660.573394991,0,41625.108371424525,1,1]
[null,4344,8688.1,90.823509358391277,547.23176671963608,3799134.2133949911,0,41663.202041458353,1,1]
[null,4346,8692.1,90.823509358391277,547.73234438237557,3802609.4533949913,0,41701.31325789079,1,1]
[null,4348,8696.1,90.823509358391277,548.2331525109995,3806086.2933949912,0,41739.442020721828,1,1]
[null,4350,8700.1,90.823509358391277,548.73419110550788,3809564.7333949911,0,41777.588329951468,1,1]
[null,4352,8704.1,90.823509358391277,549.2354601659008,3813044.7733949912,0,41815.752185579724,1,1]
[null,4354,8708.1,90.823509358391277,549.73695969217817,3816526.4133949913,0,41853.933587606582,1,1]
[null,4356,8712.1,90.823509358391277,550.2386896843401,3820009.6533949915,0,41892.132536032048,1,1]
[null,4358,8716.1,90.823509358391277,550.74065014238636,3823494.4933949914,0,41930.349030856116,1,1]
[null,4360,8720.1,90.823509358391277,551.24284106631717,3826980.9333949913,0,41968.583072078793,1,1]
[null,4362,8724.1,90.823509358391277,551.74526245613254,3830468.9733949914,0,42006.834659700071,1,1]
[null,4364,8728.1,90.823509358391277,552.24791431183235,3833958.6133949915,0,42045.103793719965,1,1]
[null,4366,8732.1,90.823509358391277,552.7507966334166,3837449.8533949917,0,42083.390474138461,1,1]
[null,4368,8736.1,90.823509358391277,553.25390942088529,3840942.6933949916,0,42121.694700955559,1,1]
[null,4370,8740.1,90.823509358391277,553.75725267423854,3844437.1333949915,0,42160.016474171265,1,1]
[null,4372,8744.1,90.823509358391277,554.26082639347624,3847933.1733949916,0,42198.35579378558,1,1]
[null,4374,8748.1,90.823509358391277,554.76463057859849,3851430.8133949917,0,42236.712659798497,1,1]
[null,4376,8752.1,90.823509358391277,555.26866522960518,3854930.0533949919,0,42275.087072210023,1,1]
[null,4378,8756.1,90.823509358391277,555.77293034649631,3858430.8933949918,0,42313.47903102015,1,1]
[null,4380,8760.1,90.823509358391277,556.27742592927189,3861933.3333949917,0,42351.888536228886,1,1]
[null,4382,8764.1,90.823509358391277,556.78215197793202,3865437.3733949917,0,42390.31558783623,1,1]
[null,4384,8768.1,90.823509358391277,557.28710849247659,3868943.0133949919,0,42428.760185842184,1,1]
[null,4386,8772.1,90.823509358391277,557.79229547290572,3872450.2533949921,0,42467.222330246739,1,1]
[null,4388,8776.1,90.823509358391277,558.29771291921918,3875959.0933949919,0,42505.702021049903,1,1]
[null,4390,8780.1,90.823509358391277,558.80336083141719,3879469.5333949919,0,42544.199258251669,1,1]
[null,4392,8784.1,90.823509358391277,559.30923920949976,3882981.5733949919,0,42582.714041852043,1,1]
[null,4394,8788.1,90.823509358391277,559.81534805346678,3886495.2133949921,0,42621.246371851019,1,1]
[null,4396,8792.1,90.823509358391277,560.32168736331823,3890010.4533949923,0,42659.796248248611,1,1]
[null,4398,8796.1,90.823509358391277,560.82825713905424,3893527.2933949921,0,42698.363671044797,1,1]
[null,4400,8800.1,90.823509358391277,561.33505738067458,3897045.7333949921,0,42736.9486402396,1,1]
[null,4402,8804.1,90.823509358391277,561.84208808817959,3900565.7733949921,0,42775.551155833004,1,1]
[null,4404,8808.1,90.823509358391277,562.34934926156893,3904087.4133949922,0,42814.171217825016,1,1]
[null,4406,8812.1,90.823509358391277,562.85684090084283,3907610.6533949925,0,42852.808826215631,1,1]
[null,4408,8816.1,90.823509358391277,563.36456300600116,3911135.4933949923,0,42891.463981004854,1,1]
[null,4410,8820.1,90.823509358391277,563.87251557704406,3914661.9333949923,0,42930.136682192679,1,1]
[null,4412,8824.1,90.823509358391277,564.38069861397139,3918189.9733949923,0,42968.826929779119,1,1]
[null,4414,8828.1,90.823509358391277,564.88911211678317,3921719.6133949924,0,43007.534723764162,1,1]
[null,4416,8832.1,90.823509358391277,565.3977560854795,3925250.8533949926,0,43046.260064147806,1,1]
[null,4418,8836.1,90.823509358391277,565.90663052006028,3928783.6933949925,0,43085.002950930058,1,1]
[null,4420,8840.1,90.823509358391277,566.41573542052549,3932318.1333949924,0,43123.76338411092,1,1]
[null,4422,8844.1,90.823509358391277,566.92507078687515,3935854.1733949925,0,43162.541363690383,1,1]
[null,4424,8848.1,90.823509358391277,567.43463661910937,3939391.8133949926,0,43201.336889668455,1,1]
[null,4426,8852.1,90.823509358391277,567.94443291722814,3942931.0533949928,0,43240.149962045136,1,1]
[null,4428,8856.1,90.823509358391277,568.45445968123124,3946471.8933949927,0,43278.980580820418,1,1]
[null,4430,8860.1,90.823509358391277,568.9647169111189,3950014.3333949926,0,43317.828745994309,1,1]
[null,4432,8864.1,90.823509358391277,569.475204606891,3953558.3733949927,0,43356.694457566802,1,1]
[null,4434,8868.1,90.823509358391277,569.98592276854765,3957104.0133949928,0,43395.577715537904,1,1]
[null,4436,8872.1,90.823509358391277,570.49687139608875,3960651.253394993,0,43434.478519907614,1,1]
[null,4438,8876.1,90.823509358391277,571.00805048951429,3964200.0933949929,0,43473.396870675926,1,1]
[null,4440,8880.1,90.823509358391277,571.51946004882439,3967750.5333949928,0,43512.332767842847,1,1]
[null,4442,8884.1,90.823509358391277,572.03110007401892,3971302.5733949929,0,43551.286211408376,1,1]
[null,4444,8888.1,90.823509358391277,572.5429705650979,3974856.213394993,0,43590.257201372508,1,1]
[null,4446,8892.1,90.823509358391277,573.05507152206144,3978411.4533949932,0,43629.245737735248,1,1]
[null,4448,8896.1,90.823509358391277,573.56740294490942,3981968.2933949931,0,43668.251820496589,1,1]
[null,4450,8900.1,90.823509358391277,574.07996483364184,3985526.733394993,0,43707.275449656539,1,1]
[null,4452,8904.1,90.823509358391277,574.59275718825882,3989086.773394993,0,43746.316625215099,1,1]
[null,4454,8908.1,90.823509358391277,575.10578000876023,3992648.4133949932,0,43785.375347172267,1,1]
[null,4456,8912.1,90.823509358391277,575.61903329514621,3996211.6533949934,0,43824.451615528036,1,1]
[null,4458,8916.1,90.823509358391277,576.13251704741651,3999776.4933949932,0,43863.545430282407,1,1]
[null,4460,8920.1,90.823509358391277,576.64623126557137,4003342.9333949932,0,43902.656791435387,1,1]
[null,4462,8924.1,90.823509358391277,577.16017594961068,4006910.9733949932,0,43941.785698986976,1,1]
[null,4464,8928.1,90.823509358391277,577.67435109953453,4010480.6133949934,0,43980.932152937174,1,1]
[null,4466,8932.1,90.823509358391277,578.18875671534283,4014051.8533949936,0,44020.096153285973,1,1]
[null,4468,8936.1,90.823509358391277,578.70339279703569,4017624.6933949934,0,44059.277700033381,1,1]
[null,4470,8940.1,90.823509358391277,579.21825934461287,4021199.1333949934,0,44098.47679317939,1,1]
[null,4472,8944.1,90.823509358391277,579.73335635807462,4024775.1733949934,0,44137.693432724009,1,1]
[null,4474,8948.1,90.823509358391277,580.24868383742091,4028352.8133949935,0,44176.927618667236,1,1]
[null,4476,8952.1,90.823509358391277,580.76424178265165,4031932.0533949938,0,44216.179351009065,1,1]
[null,4478,8956.1,90.823509358391277,581.28003019376683,4035512.8933949936,0,44255.448629749502,1,1]
[null,4480,8960.1,90.823509358391277,581.79604907076646,4039095.3333949936,0,44294.735454888541,1,1]
[null,4482,8964.1,90.823509358391277,582.31229841365064,4042679.3733949936,0,44334.039826426189,1,1]
[null,4484,8968.1,90.823509358391277,582.82877822241926,4046265.0133949937,0,44373.361744362446,1,1]
[null,4486,8972.1,90.823509358391277,583.34548849707244,4049852.253394994,0,44412.701208697312,1,1]
[null,4488,8976.1,90.823509358391277,583.86242923760994,4053441.0933949938,0,44452.058219430772,1,1]
[null,4490,8980.1,90.823509358391277,584.37960044403201,4057031.5333949937,0,44491.432776562848,1,1]
[null,4492,8984.1,90.823509358391277,584.89700211633863,4060623.5733949938,0,44530.824880093525,1,1]
[null,4494,8988.1,90.823509358391277,585.41463425452957,4064217.2133949939,0,44570.234530022812,1,1]
[null,4496,8992.1,90.823509358391277,585.93249685860519,4067812.4533949941,0,44609.661726350707,1,1]
[null,4498,8996.1,90.823509358391277,586.45058992856514,4071409.293394994,0,44649.106469077204,1,1]
[null,4500,9000.1,90.823509358391277,586.96891346440964,4075007.7333949939,0,44688.568758202302,1,1]
[null,4502,9004.1,90.823509358391277,587.48746746613858,4078607.773394994,0,44728.048593726016,1,1]
[null,4504,9008.1,90.823509358391277,588.00625193375197,4082209.4133949941,0,44767.545975648332,1,1]
[null,4506,9012.1,90.823509358391277,588.52526686725002,4085812.6533949943,0,44807.060903969257,1,1]
[null,4508,9016.1,90.823509358391277,589.0445122666323,4089417.4933949942,0,44846.593378688784,1,1]
[null,4510,9020.1,90.823509358391277,589.56398813189924,4093023.9333949941,0,44886.143399806919,1,1]
[null,4512,9024.1,90.823509358391277,590.08369446305062,4096631.9733949942,0,44925.710967323655,1,1]
[null,4514,9028.1,90.823509358391277,590.60363126008644,4100241.6133949943,0,44965.296081239001,1,1]
[null,4516,9032.1,90.823509358391277,591.12379852300683,4103852.8533949945,0,45004.898741552955,1,1]
[null,4518,9036.1,90.823509358391277,591.64419625181154,4107465.6933949944,0,45044.518948265519,1,1]
[null,4520,9040.1,90.823509358391277,592.1648244465008,4111080.1333949943,0,45084.156701376676,1,1]
[null,4522,9044.1,90.823509358391277,592.68568310707462,4114696.1733949943,0,45123.81200088645,1,1]
[null,4524,9048.1,90.823509358391277,593.20677223353289,4118313.8133949945,0,45163.484846794825,1,1]
[null,4526,9052.1,90.823509358391277,593.72809182587559,4121933.0533949947,0,45203.175239101816,1,1]
[null,4528,9056.1,90.823509358391277,594.24964188410286,4125553.8933949945,0,45242.883177807402,1,1]
[null,4530,9060.1,90.823509358391277,594.77142240821445,4129176.3333949945,0,45282.608662911596,1,1]
[null,4532,9064.1,90.823509358391277,595.29343339821071,4132800.3733949945,0,45322.351694414399,1,1]
[null,4534,9068.1,90.823509358391277,595.8156748540913,4136426.0133949947,0,45362.112272315804,1,1]
[null,4536,9072.1,90.823509358391277,596.33814677585644,4140053.2533949949,0,45401.890396615818,1,1]
[null,4538,9076.1,90.823509358391277,596.86084916350603,4143682.0933949947,0,45441.68606731444,1,1]
[null,4540,9080.1,90.823509358391277,597.38378201704018,4147312.5333949947,0,45481.499284411664,1,1]
[null,4542,9084.1,90.823509358391277,597.90694533645876,4150944.5733949947,0,45521.330047907497,1,1]
[null,4544,9088.1,90.823509358391277,598.43033912176179,4154578.2133949948,0,45561.178357801939,1,1]
[null,4546,9092.1,90.823509358391277,598.95396337294937,4158213.4533949951,0,45601.044214094982,1,1]
[null,4548,9096.1,90.823509358391277,599.4778180900214,4161850.2933949949,0,45640.927616786634,1,1]
[null,4550,9100.1,90.823509358391277,600.00190327297787,4165488.7333949949,0,45680.828565876887,1,1]
[null,4552,9104.1,90.823509358391277,600.5262189218189,4169128.7733949949,0,45720.74706136575,1,1]
[null,4554,9108.1,90.823509358391277,601.05076503654436,4172770.413394995,0,45760.683103253221,1,1]
[null,4556,9112.1,90.823509358391277,601.57554161715427,4176413.6533949953,0,45800.636691539294,1,1]
[null,4558,9116.1,90.823509358391277,602.10054866364874,4180058.4933949951,0,45840.607826223975,1,1]
[null,4560,9120.1,90.823509358391277,602.62578617602753,4183704.9333949951,0,45880.596507307258,1,1]
[null,4562,9124.1,90.823509358391277,603.151254154291,4187352.9733949951,0,45920.60273478915,1,1]
[null,4564,9128.1,90.823509358391277,603.67695259843879,4191002.6133949952,0,45960.626508669651,1,1]
[null,4566,9132.1,90.823509358391277,604.20288150847125,4194653.8533949954,0,46000.667828948761,1,1]
[null,4568,9136.1,90.823509358391277,604.72904088438804,4198306.6933949953,0,46040.726695626472,1,1]
[null,4570,9140.1,90.823509358391277,605.25543072618939,4201961.1333949957,0,46080.803108702792,1,1]
[null,4572,9144.1,90.823509358391277,605.78205103387518,4205617.1733949957,0,46120.897068177714,1,1]
[null,4574,9148.1,90.823509358391277,606.30890180744541,4209274.8133949954,0,46161.008574051244,1,1]
[null,4576,9152.1,90.823509358391277,606.8359830469002,4212934.0533949956,0,46201.137626323376,1,1]
[null,4578,9156.1,90.823509358391277,607.36329475223931,4216594.8933949955,0,46241.284224994117,1,1]
[null,4580,9160.1,90.823509358391277,607.8908369234631,4220257.3333949959,0,46281.448370063474,1,1]
[null,4582,9164.1,90.823509358391277,608.41860956057133,4223921.3733949959,0,46321.630061531425,1,1]
[null,4584,9168.1,90.823509358391277,608.946612663564,4227587.0133949956,0,46361.829299397985,1,1]
[null,4586,9172.1,90.823509358391277,609.47484623244111,4231254.2533949958,0,46402.046083663154,1,1]
[null,4588,9176.1,90.823509358391277,610.00331026720278,4234923.0933949957,0,46442.280414326924,1,1]
[null,4590,9180.1,90.823509358391277,610.53200476784889,4238593.5333949961,0,46482.532291389303,1,1]
[null,4592,9184.1,90.823509358391277,611.06092973437956,4242265.5733949961,0,46522.801714850291,1,1]
[null,4594,9188.1,90.823509358391277,611.59008516679455,4245939.2133949958,0,46563.088684709874,1,1]
[null,4596,9192.1,90.823509358391277,612.1194710650941,4249614.453394996,0,46603.393200968072,1,1]
[null,4598,9196.1,90.823509358391277,612.6490874292781,4253291.2933949959,0,46643.715263624872,1,1]
[null,4600,9200.1,90.823509358391277,613.17893425934665,4256969.7333949963,0,46684.054872680288,1,1]
[null,4602,9204.1,90.823509358391277,613.70901155529975,4260649.7733949963,0,46724.412028134306,1,1]
[null,4604,9208.1,90.823509358391277,614.23931931713707,4264331.413394996,0,46764.786729986925,1,1]
[null,4606,9212.1,90.823509358391277,614.76985754485906,4268014.6533949962,0,46805.178978238153,1,1]
[null,4608,9216.1,90.823509358391277,615.3006262384655,4271699.493394996,0,46845.588772887982,1,1]
[null,4610,9220.1,90.823509358391277,615.83162539795649,4275385.9333949964,0,46886.016113936428,1,1]
[null,4612,9224.1,90.823509358391277,616.36285502333192,4279073.9733949965,0,46926.461001383475,1,1]
[null,4614,9228.1,90.823509358391277,616.89431511459179,4282763.6133949962,0,46966.923435229124,1,1]
[null,4616,9232.1,90.823509358391277,617.42600567173611,4286454.8533949964,0,47007.403415473382,1,1]
[null,4618,9236.1,90.823509358391277,617.95792669476498,4290147.6933949962,0,47047.900942116241,1,1]
[null,4620,9240.1,90.823509358391277,618.49007818367841,4293842.1333949966,0,47088.416015157716,1,1]
[null,4622,9244.1,90.823509358391277,619.02246013847616,4297538.1733949967,0,47128.948634597793,1,1]
[null,4624,9248.1,90.823509358391277,619.55507255915836,4301235.8133949963,0,47169.498800436471,1,1]
[null,4626,9252.1,90.823509358391277,620.08791544572523,4304935.0533949966,0,47210.066512673766,1,1]
[null,4628,9256.1,90.823509358391277,620.62098879817643,4308635.8933949964,0,47250.651771309655,1,1]
[null,4630,9260.1,90.823509358391277,621.15429261651218,4312338.3333949968,0,47291.254576344159,1,1]
[null,4632,9264.1,90.823509358391277,621.68782690073238,4316042.3733949969,0,47331.874927777266,1,1]
[null,4634,9268.1,90.823509358391277,622.22159165083701,4319748.0133949965,0,47372.512825608974,1,1]
[null,4636,9272.1,90.823509358391277,622.75558686682621,4323455.2533949967,0,47413.168269839298,1,1]
[null,4638,9276.1,90.823509358391277,623.28981254869984,4327164.0933949966,0,47453.841260468223,1,1]
[null,4640,9280.1,90.823509358391277,623.82426869645803,4330874.533394997,0,47494.531797495758,1,1]
[null,4642,9284.1,90.823509358391277,624.35895531010067,4334586.573394997,0,47535.239880921894,1,1]
[null,4644,9288.1,90.823509358391277,624.89387238962775,4338300.2133949967,0,47575.965510746631,1,1]
[null,4646,9292.1,90.823509358391277,625.42901993503938,4342015.4533949969,0,47616.708686969985,1,1]
[null,4648,9296.1,90.823509358391277,625.96439794633534,4345732.2933949968,0,47657.46940959194,1,1]
[null,4650,9300.1,90.823509358391277,626.50000642351597,4349450.7333949972,0,47698.247678612504,1,1]
[null,4652,9304.1,90.823509358391277,627.03584536658104,4353170.7733949972,0,47739.04349403167,1,1]
[null,4654,9308.1,90.823509358391277,627.57191477553044,4356892.4133949969,0,47779.856855849444,1,1]
[null,4656,9312.1,90.823509358391277,628.10821465036452,4360615.6533949971,0,47820.687764065828,1,1]
[null,4658,9316.1,90.823509358391277,628.64474499108292,4364340.493394997,0,47861.536218680812,1,1]
[null,4660,9320.1,90.823509358391277,629.18150579768587,4368066.9333949974,0,47902.402219694406,1,1]
[null,4662,9324.1,90.823509358391277,629.71849707017327,4371794.9733949974,0,47943.285767106609,1,1]
[null,4664,9328.1,90.823509358391277,630.25571880854523,4375524.6133949971,0,47984.186860917405,1,1]
[null,4666,9332.1,90.823509358391277,630.79317101280162,4379255.8533949973,0,48025.105501126818,1,1]
[null,4668,9336.1,90.823509358391277,631.33085368294246,4382988.6933949972,0,48066.041687734833,1,1]
[null,4670,9340.1,90.823509358391277,631.86876681896786,4386723.1333949976,0,48106.995420741463,1,1]
[null,4672,9344.1,90.823509358391277,632.40691042087769,4390459.1733949976,0,48147.966700146688,1,1]
[null,4674,9348.1,90.823509358391277,632.94528448867197,4394196.8133949973,0,48188.955525950521,1,1]
[null,4676,9352.1,90.823509358391277,633.4838890223507,4397936.0533949975,0,48229.961898152964,1,1]
[null,4678,9356.1,90.823509358391277,634.02272402191397,4401676.8933949973,0,48270.985816754008,1,1]
[null,4680,9360.1,90.823509358391277,634.56178948736181,4405419.3333949978,0,48312.027281753668,1,1]
[null,4682,9364.1,90.823509358391277,635.10108541869408,4409163.3733949978,0,48353.08629315193,1,1]
[null,4684,9368.1,90.823509358391277,635.64061181591069,4412909.0133949975,0,48394.162850948785,1,1]
[null,4686,9372.1,90.823509358391277,636.18036867901196,4416656.2533949977,0,48435.256955144265,1,1]
[null,4688,9376.1,90.823509358391277,636.72035600799757,4420405.0933949975,0,48476.368605738338,1,1]
[null,4690,9380.1,90.823509358391277,637.26057380286773,4424155.5333949979,0,48517.497802731028,1,1]
[null,4692,9384.1,90.823509358391277,637.80102206362244,4427907.573394998,0,48558.644546122319,1,1]
[null,4694,9388.1,90.823509358391277,638.34170079026148,4431661.2133949976,0,48599.808835912212,1,1]
[null,4696,9392.1,90.823509358391277,638.88260998278508,4435416.4533949979,0,48640.990672100714,1,1]
[null,4698,9396.1,90.823509358391277,639.42374964119313,4439173.2933949977,0,48682.190054687817,1,1]
[null,4700,9400.1,90.823509358391277,639.96511976548572,4442931.7333949981,0,48723.406983673536,1,1]
[null,4702,9404.1,90.823509358391277,640.50672035566276,4446691.7733949982,0,48764.641459057857,1,1]
[null,4704,9408.1,90.823509358391277,641.04855141172425,4450453.4133949978,0,48805.893480840779,1,1]
[null,4706,9412.1,90.823509358391277,641.59061293367029,4454216.6533949981,0,48847.163049022318,1,1]
[null,4708,9416.1,90.823509358391277,642.13290492150077,4457981.4933949979,0,48888.450163602458,1,1]
[null,4710,9420.1,90.823509358391277,642.6754273752158,4461747.9333949983,0,48929.754824581207,1,1]
[null,4712,9424.1,90.823509358391277,643.21818029481528,4465515.9733949983,0,48971.077031958557,1,1]
[null,4714,9428.1,90.823509358391277,643.76116368029909,4469285.613394998,0,49012.416785734509,1,1]
[null,4716,9432.1,90.823509358391277,644.30437753166757,4473056.8533949982,0,49053.774085909077,1,1]
[null,4718,9436.1,90.823509358391277,644.84782184892038,4476829.6933949981,0,49095.14893248224,1,1]
[null,4720,9440.1,90.823509358391277,645.39149663205785,4480604.1333949985,0,49136.541325454018,1,1]
[null,4722,9444.1,90.823509358391277,645.93540188107966,4484380.1733949985,0,49177.951264824405,1,1]
[null,4724,9448.1,90.823509358391277,646.47953759598602,4488157.8133949982,0,49219.378750593387,1,1]
[null,4726,9452.1,90.823509358391277,647.02390377677682,4491937.0533949984,0,49260.823782760985,1,1]
[null,4728,9456.1,90.823509358391277,647.56850042345206,4495717.8933949983,0,49302.286361327184,1,1]
[null,4730,9460.1,90.823509358391277,648.11332753601187,4499500.3333949987,0,49343.766486291992,1,1]
[null,4732,9464.1,90.823509358391277,648.65838511445611,4503284.3733949987,0,49385.264157655402,1,1]
[null,4734,9468.1,90.823509358391277,649.2036731587848,4507070.0133949984,0,49426.77937541742,1,1]
[null,4736,9472.1,90.823509358391277,649.74919166899804,4510857.2533949986,0,49468.312139578047,1,1]
[null,4738,9476.1,90.823509358391277,650.29494064509572,4514646.0933949985,0,49509.862450137276,1,1]
[null,4740,9480.1,90.823509358391277,650.84092008707796,4518436.5333949989,0,49551.430307095114,1,1]
[null,4742,9484.1,90.823509358391277,651.38712999494464,4522228.5733949989,0,49593.01571045156,1,1]
[null,4744,9488.1,90.823509358391277,651.93357036869577,4526022.2133949986,0,49634.618660206601,1,1]
[null,4746,9492.1,90.823509358391277,652.48024120833134,4529817.4533949988,0,49676.239156360258,1,1]
[null,4748,9496.1,90.823509358391277,653.02714251385146,4533614.2933949986,0,49717.877198912516,1,1]
[null,4750,9500.1,90.823509358391277,653.57427428525602,4537412.7333949991,0,49759.532787863391,1,1]
[null,4752,9504.1,90.823509358391277,654.12163652254515,4541212.7733949991,0,49801.205923212867,1,1]
[null,4754,9508.1,90.823509358391277,654.6692292257186,4545014.4133949988,0,49842.896604960937,1,1]
[null,4756,9512.1,90.823509358391277,655.21705239477672,4548817.653394999,0,49884.604833107631,1,1]
[null,4758,9516.1,90.823509358391277,655.76510602971916,4552622.4933949988,0,49926.330607652919,1,1]
[null,4760,9520.1,90.823509358391277,656.31339013054617,4556428.9333949992,0,49968.073928596823,1,1]
[null,4762,9524.1,90.823509358391277,656.86190469725761,4560236.9733949993,0,50009.834795939321,1,1]
[null,4764,9528.1,90.823509358391277,657.41064972985362,4564046.6133949989,0,50051.613209680429,1,1]
[null,4766,9532.1,90.823509358391277,657.95962522833406,4567857.8533949992,0,50093.409169820145,1,1]
[null,4768,9536.1,90.823509358391277,658.50883119269895,4571670.693394999,0,50135.222676358469,1,1]
[null,4770,9540.1,90.823509358391277,659.05826762294839,4575485.1333949994,0,50177.053729295403,1,1]
[null,4772,9544.1,90.823509358391277,659.60793451908216,4579301.1733949995,0,50218.902328630938,1,1]
[null,4774,9548.1,90.823509358391277,660.15783188110049,4583118.8133949991,0,50260.768474365075,1,1]
[null,4776,9552.1,90.823509358391277,660.70795970900338,4586938.0533949994,0,50302.652166497821,1,1]
[null,4778,9556.1,90.823509358391277,661.2583180027907,4590758.8933949992,0,50344.553405029168,1,1]
[null,4780,9560.1,90.823509358391277,661.80890676246247,4594581.3333949996,0,50386.472189959131,1,1]
[null,4782,9564.1,90.823509358391277,662.35972598801879,4598405.3733949997,0,50428.408521287696,1,1]
[null,4784,9568.1,90.823509358391277,662.91077567945945,4602231.0133949993,0,50470.36239901487,1,1]
[null,4786,9572.1,90.823509358391277,663.46205583678477,4606058.2533949995,0,50512.333823140645,1,1]
[null,4788,9576.1,90.823509358391277,664.01356645999442,4609887.0933949994,0,50554.322793665029,1,1]
[null,4790,9580.1,90.823509358391277,664.56530754908874,4613717.5333949998,0,50596.329310588022,1,1]
[null,4792,9584.1,90.823509358391277,665.11727910406739,4617549.5733949998,0,50638.353373909616,1,1]
[null,4794,9588.1,90.823509358391277,665.66948112493048,4621383.2133949995,0,50680.394983629812,1,1]
[null,4796,9592.1,90.823509358391277,666.22191361167813,4625218.4533949997,0,50722.454139748625,1,1]
[null,4798,9596.1,90.823509358391277,666.77457656431022,4629055.2933949996,0,50764.530842266038,1,1]
[null,4800,9600.1,90.823509358391277,667.32746998282687,4632893.733395,0,50806.625091182061,1,1]
[null,4802,9604.1,90.823509358391277,667.88059386722796,4636733.773395,0,50848.736886496685,1,1]
[null,4804,9608.1,90.823509358391277,668.43394821751349,4640575.4133949997,0,50890.866228209918,1,1]
[null,4806,9612.1,90.823509358391277,668.98753303368358,4644418.6533949999,0,50933.013116321752,1,1]
[null,4808,9616.1,90.823509358391277,669.54134831573811,4648263.4933949998,0,50975.177550832195,1,1]
[null,4810,9620.1,90.823509358391277,670.09539406367708,4652109.9333950002,0,51017.359531741255,1,1]
[null,4812,9624.1,90.823509358391277,670.6496702775006,4655957.9733950002,0,51059.559059048908,1,1]
[null,4814,9628.1,90.823509358391277,671.20417695720857,4659807.6133949999,0,51101.776132755171,1,1]
[null,4816,9632.1,90.823509358391277,671.75891410280099,4663658.8533950001,0,51144.010752860042,1,1]
[null,4818,9636.1,90.823509358391277,672.31388171427795,4667511.693395,0,51186.262919363515,1,1]
[null,4820,9640.1,90.823509358391277,672.86907979163936,4671366.1333950004,0,51228.532632265596,1,1]
[null,4822,9644.1,90.823509358391277,673.42450833488522,4675222.1733950004,0,51270.819891566287,1,1]
[null,4824,9648.1,90.823509358391277,673.98016734401563,4679079.8133950001,0,51313.124697265572,1,1]
[null,4826,9652.1,90.823509358391277,674.53605681903048,4682939.0533950003,0,51355.447049363473,1,1]
[null,4828,9656.1,90.823509358391277,675.09217675992977,4686799.8933950001,0,51397.786947859982,1,1]
[null,4830,9660.1,90.823509358391277,675.64852716671362,4690662.3333950005,0,51440.144392755094,1,1]
[null,4832,9664.1,90.823509358391277,676.20510803938191,4694526.3733950006,0,51482.519384048814,1,1]
[null,4834,9668.1,90.823509358391277,676.76191937793465,4698392.0133950002,0,51524.911921741135,1,1]
[null,4836,9672.1,90.823509358391277,677.31896118237194,4702259.2533950005,0,51567.322005832066,1,1]
[null,4838,9676.1,90.823509358391277,677.87623345269367,4706128.0933950003,0,51609.749636321598,1,1]
[null,4840,9680.1,90.823509358391277,678.43373618889996,4709998.5333950007,0,51652.194813209746,1,1]
[null,4842,9684.1,90.823509358391277,678.99146939099057,4713870.5733950008,0,51694.657536496496,1,1]
[null,4844,9688.1,90.823509358391277,679.54943305896575,4717744.2133950004,0,51737.137806181847,1,1]
[null,4846,9692.1,90.823509358391277,680.10762719282548,4721619.4533950007,0,51779.635622265807,1,1]
[null,4848,9696.1,90.823509358391277,680.66605179256953,4725496.2933950005,0,51822.150984748369,1,1]
[null,4850,9700.1,90.823509358391277,681.22470685819826,4729374.7333950009,0,51864.683893629546,1,1]
[null,4852,9704.1,90.823509358391277,681.78359238971132,4733254.773395001,0,51907.234348909325,1,1]
[null,4854,9708.1,90.823509358391277,682.34270838710881,4737136.4133950006,0,51949.802350587706,1,1]
[null,4856,9712.1,90.823509358391277,682.90205485039098,4741019.6533950008,0,51992.387898664703,1,1]
[null,4858,9716.1,90.823509358391277,683.46163177955748,4744904.4933950007,0,52034.990993140294,1,1]
[null,4860,9720.1,90.823509358391277,684.02143917460853,4748790.9333950011,0,52077.611634014502,1,1]
[null,4862,9724.1,90.823509358391277,684.58147703554403,4752678.9733950011,0,52120.249821287311,1,1]
[null,4864,9728.1,90.823509358391277,685.14174536236396,4756568.6133950008,0,52162.905554958728,1,1]
[null,4866,9732.1,90.823509358391277,685.70224415506846,4760459.853395001,0,52205.578835028748,1,1]
[null,4868,9736.1,90.823509358391277,686.26297341365739,4764352.6933950009,0,52248.269661497376,1,1]
[null,4870,9740.1,90.823509358391277,686.82393313813088,4768247.1333950013,0,52290.978034364613,1,1]
[null,4872,9744.1,90.823509358391277,687.38512332848882,4772143.1733950013,0,52333.703953630451,1,1]
[null,4874,9748.1,90.823509358391277,687.94654398473119,4776040.813395001,0,52376.447419294891,1,1]
[null,4876,9752.1,90.823509358391277,688.50819510685801,4779940.0533950012,0,52419.208431357947,1,1]
[null,4878,9756.1,90.823509358391277,689.07007669486939,4783840.8933950011,0,52461.986989819605,1,1]
[null,4880,9760.1,90.823509358391277,689.63218874876532,4787743.3333950015,0,52504.783094679871,1,1]
[null,4882,9764.1,90.823509358391277,690.19453126854557,4791647.3733950015,0,52547.596745938747,1,1]
[null,4884,9768.1,90.823509358391277,690.75710425421028,4795553.0133950012,0,52590.427943596216,1,1]
[null,4886,9772.1,90.823509358391277,691.31990770575965,4799460.2533950014,0,52633.276687652302,1,1]
[null,4888,9776.1,90.823509358391277,691.88294162319335,4803369.0933950013,0,52676.142978106989,1,1]
[null,4890,9780.1,90.823509358391277,692.44620600651172,4807279.5333950017,0,52719.026814960285,1,1]
[null,4892,9784.1,90.823509358391277,693.00970085571441,4811191.5733950017,0,52761.92819821219,1,1]
[null,4894,9788.1,90.823509358391277,693.57342617080155,4815105.2133950014,0,52804.847127862689,1,1]
[null,4896,9792.1,90.823509358391277,694.13738195177325,4819020.4533950016,0,52847.783603911805,1,1]
[null,4898,9796.1,90.823509358391277,694.70156819862939,4822937.2933950014,0,52890.737626359522,1,1]
[null,4900,9800.1,90.823509358391277,695.26598491137008,4826855.7333950019,0,52933.709195205854,1,1]
[null,4902,9804.1,90.823509358391277,695.83063208999522,4830775.7733950019,0,52976.698310450789,1,1]
[null,4904,9808.1,90.823509358391277,696.3955097345048,4834697.4133950016,0,53019.704972094318,1,1]
[null,4906,9812.1,90.823509358391277,696.96061784489882,4838620.6533950018,0,53062.729180136463,1,1]
[null,4908,9816.1,90.823509358391277,697.5259564211774,4842545.4933950016,0,53105.770934577216,1,1]
[null,4910,9820.1,90.823509358391277,698.09152546334053,4846471.933395002,0,53148.830235416572,1,1]
[null,4912,9824.1,90.823509358391277,698.65732497138799,4850399.9733950021,0,53191.907082654536,1,1]
[null,4914,9828.1,90.823509358391277,699.22335494532001,4854329.6133950017,0,53235.001476291101,1,1]
[null,4916,9832.1,90.823509358391277,699.78961538513647,4858260.853395002,0,53278.113416326276,1,1]
[null,4918,9836.1,90.823509358391277,700.35610629083749,4862193.6933950018,0,53321.242902760052,1,1]
[null,4920,9840.1,90.823509358391277,700.92282766242295,4866128.1333950022,0,53364.389935592444,1,1]
[null,4922,9844.1,90.823509358391277,701.48977949989285,4870064.1733950023,0,53407.554514823438,1,1]
[null,4924,9848.1,90.823509358391277,702.05696180324719,4874001.8133950019,0,53450.736640453033,1,1]
[null,4926,9852.1,90.823509358391277,702.6243745724862,4877941.0533950021,0,53493.936312481237,1,1]
[null,4928,9856.1,90.823509358391277,703.19201780760955,4881881.893395002,0,53537.15353090805,1,1]
[null,4930,9860.1,90.823509358391277,703.75989150861744,4885824.3333950024,0,53580.388295733472,1,1]
[null,4932,9864.1,90.823509358391277,704.32799567550978,4889768.3733950024,0,53623.640606957495,1,1]
[null,4934,9868.1,90.823509358391277,704.89633030828657,4893714.0133950021,0,53666.91046458012,1,1]
[null,4936,9872.1,90.823509358391277,705.46489540694779,4897661.2533950023,0,53710.197868601354,1,1]
[null,4938,9876.1,90.823509358391277,706.03369097149357,4901610.0933950022,0,53753.502819021196,1,1]
[null,4940,9880.1,90.823509358391277,706.60271700192391,4905560.5333950026,0,53796.825315839647,1,1]
[null,4942,9884.1,90.823509358391277,707.17197349823869,4909512.5733950026,0,53840.1653590567,1,1]
[null,4944,9888.1,90.823509358391277,707.74146046043779,4913466.2133950023,0,53883.522948672355,1,1]
[null,4946,9892.1,90.823509358391277,708.31117788852157,4917421.4533950025,0,53926.898084686625,1,1]
[null,4948,9896.1,90.823509358391277,708.88112578248968,4921378.2933950024,0,53970.290767099497,1,1]
[null,4950,9900.1,90.823509358391277,709.45130414234245,4925336.7333950028,0,54013.700995910978,1,1]
[null,4952,9904.1,90.823509358391277,710.02171296807956,4929296.7733950028,0,54057.128771121061,1,1]
[null,4954,9908.1,90.823509358391277,710.5923522597011,4933258.4133950025,0,54100.574092729745,1,1]
[null,4956,9912.1,90.823509358391277,711.16322201720732,4937221.6533950027,0,54144.036960737045,1,1]
[null,4958,9916.1,90.823509358391277,711.73432224059786,4941186.4933950026,0,54187.517375142947,1,1]
[null,4960,9920.1,90.823509358391277,712.30565292987296,4945152.933395003,0,54231.015335947457,1,1]
[null,4962,9924.1,90.823509358391277,712.87721408503251,4949120.973395003,0,54274.530843150576,1,1]
[null,4964,9928.1,90.823509358391277,713.44900570607649,4953090.6133950027,0,54318.06389675229,1,1]
[null,4966,9932.1,90.823509358391277,714.02102779300503,4957061.8533950029,0,54361.61449675262,1,1]
[null,4968,9936.1,90.823509358391277,714.59328034581802,4961034.6933950027,0,54405.182643151551,1,1]
[null,4970,9940.1,90.823509358391277,715.16576336451556,4965009.1333950032,0,54448.768335949098,1,1]
[null,4972,9944.1,90.823509358391277,715.73847684909742,4968985.1733950032,0,54492.37157514524,1,1]
[null,4974,9948.1,90.823509358391277,716.31142079956385,4972962.8133950029,0,54535.992360739991,1,1]
[null,4976,9952.1,90.823509358391277,716.88459521591483,4976942.0533950031,0,54579.63069273335,1,1]
[null,4978,9956.1,90.823509358391277,717.45800009815014,4980922.8933950029,0,54623.286571125311,1,1]
[null,4980,9960.1,90.823509358391277,718.03163544627012,4984905.3333950033,0,54666.95999591588,1,1]
[null,4982,9964.1,90.823509358391277,718.60550126027442,4988889.3733950034,0,54710.650967105059,1,1]
[null,4984,9968.1,90.823509358391277,719.17959754016317,4992875.013395003,0,54754.359484692839,1,1]
[null,4986,9972.1,90.823509358391277,719.75392428593659,4996862.2533950033,0,54798.085548679228,1,1]
[null,4988,9976.1,90.823509358391277,720.32848149759434,5000851.0933950031,0,54841.829159064218,1,1]
[null,4990,9980.1,90.823509358391277,720.90326917513664,5004841.5333950035,0,54885.590315847825,1,1]
[null,4992,9984.1,90.823509358391277,721.47828731856339,5008833.5733950036,0,54929.369019030033,1,1]
[null,4994,9988.1,90.823509358391277,722.05353592787458,5012827.2133950032,0,54973.165268610843,1,1]
[null,4996,9992.1,90.823509358391277,722.62901500307032,5016822.4533950035,0,55016.979064590261,1,1]
[null,4998,9996.1,90.823509358391277,723.20472454415051,5020819.2933950033,0,55060.810406968281,1,1]
[null,5000,10000.1,90.823509358391277,723.78066455111525,5024817.7333950037,0,55104.659295744917,1,1]
[null,5002,10004.1,90.823509358391277,724.35683502396444,5028817.7733950038,0,55148.525730920155,1,1]
[null,5004,10008.1,90.823509358391277,724.93323596269806,5032819.4133950034,0,55192.409712493994,1,1]
[null,5006,10012.1,90.823509358391277,725.50986736731625,5036822.6533950036,0,55236.311240466443,1,1]
[null,5008,10016.1,90.823509358391277,726.08672923781876,5040827.4933950035,0,55280.230314837499,1,1]
[null,5010,10020.1,90.823509358391277,726.66382157420594,5044833.9333950039,0,55324.166935607165,1,1]
[null,5012,10024.1,90.823509358391277,727.24114437647745,5048841.9733950039,0,55368.121102775433,1,1]
[null,5014,10028.1,90.823509358391277,727.81869764463352,5052851.6133950036,0,55412.092816342301,1,1]
[null,5016,10032.1,90.823509358391277,728.39648137867403,5056862.8533950038,0,55456.082076307786,1,1]
[null,5018,10036.1,90.823509358391277,728.97449557859898,5060875.6933950037,0,55500.088882671866,1,1]
[null,5020,10040.1,90.823509358391277,729.5527402444086,5064890.1333950041,0,55544.113235434561,1,1]
[null,5022,10044.1,90.823509358391277,730.13121537610255,5068906.1733950041,0,55588.155134595865,1,1]
[null,5024,10048.1,90.823509358391277,730.70992097368094,5072923.8133950038,0,55632.214580155764,1,1]
[null,5026,10052.1,90.823509358391277,731.28885703714388,5076943.053395004,0,55676.291572114278,1,1]
[null,5028,10056.1,90.823509358391277,731.86802356649127,5080963.8933950039,0,55720.386110471387,1,1]
[null,5030,10060.1,90.823509358391277,732.44742056172322,5084986.3333950043,0,55764.498195227119,1,1]
[null,5032,10064.1,90.823509358391277,733.02704802283961,5089010.3733950043,0,55808.627826381446,1,1]
[null,5034,10068.1,90.823509358391277,733.60690594984044,5093036.013395004,0,55852.775003934374,1,1]
[null,5036,10072.1,90.823509358391277,734.18699434272582,5097063.2533950042,0,55896.939727885918,1,1]
[null,5038,10076.1,90.823509358391277,734.76731320149554,5101092.093395004,0,55941.121998236064,1,1]
[null,5040,10080.1,90.823509358391277,735.34786252614992,5105122.5333950045,0,55985.321814984818,1,1]
[null,5042,10084.1,90.823509358391277,735.92864231668875,5109154.5733950045,0,56029.539178132181,1,1]
[null,5044,10088.1,90.823509358391277,736.50965257311191,5113188.2133950042,0,56073.774087678139,1,1]
[null,5046,10092.1,90.823509358391277,737.09089329541973,5117223.4533950044,0,56118.026543622713,1,1]
[null,5048,10096.1,90.823509358391277,737.67236448361189,5121260.2933950042,0,56162.296545965888,1,1]
[null,5050,10100.1,90.823509358391277,738.25406613768871,5125298.7333950046,0,56206.584094707679,1,1]
[null,5052,10104.1,90.823509358391277,738.83599825764986,5129338.7733950047,0,56250.889189848065,1,1]
[null,5054,10108.1,90.823509358391277,739.41816084349546,5133380.4133950043,0,56295.21183138706,1,1]
[null,5056,10112.1,90.823509358391277,740.00055389522561,5137423.6533950046,0,56339.552019324663,1,1]
[null,5058,10116.1,90.823509358391277,740.5831774128402,5141468.4933950044,0,56383.909753660868,1,1]
[null,5060,10120.1,90.823509358391277,741.16603139633935,5145514.9333950048,0,56428.285034395689,1,1]
[null,5062,10124.1,90.823509358391277,741.74911584572294,5149562.9733950049,0,56472.677861529111,1,1]
[null,5064,10128.1,90.823509358391277,742.33243076099097,5153612.6133950045,0,56517.088235061128,1,1]
[null,5066,10132.1,90.823509358391277,742.91597614214356,5157663.8533950048,0,56561.516154991768,1,1]
[null,5068,10136.1,90.823509358391277,743.4997519891806,5161716.6933950046,0,56605.961621321003,1,1]
[null,5070,10140.1,90.823509358391277,744.08375830210218,5165771.133395005,0,56650.424634048853,1,1]
[null,5072,10144.1,90.823509358391277,744.6679950809081,5169827.1733950051,0,56694.905193175298,1,1]
[null,5074,10148.1,90.823509358391277,745.25246232559857,5173884.8133950047,0,56739.403298700352,1,1]
[null,5076,10152.1,90.823509358391277,745.8371600361736,5177944.0533950049,0,56783.918950624022,1,1]
[null,5078,10156.1,90.823509358391277,746.42208821263296,5182004.8933950048,0,56828.452148946286,1,1]
[null,5080,10160.1,90.823509358391277,747.00724685497698,5186067.3333950052,0,56873.002893667166,1,1]
[null,5082,10164.1,90.823509358391277,747.59263596320534,5190131.3733950052,0,56917.571184786648,1,1]
[null,5084,10168.1,90.823509358391277,748.17825553731814,5194197.0133950049,0,56962.157022304731,1,1]
[null,5086,10172.1,90.823509358391277,748.7641055773156,5198264.2533950051,0,57006.760406221423,1,1]
[null,5088,10176.1,90.823509358391277,749.3501860831974,5202333.093395005,0,57051.381336536724,1,1]
[null,5090,10180.1,90.823509358391277,749.93649705496375,5206403.5333950054,0,57096.019813250634,1,1]
[null,5092,10184.1,90.823509358391277,750.52303849261455,5210475.5733950054,0,57140.675836363145,1,1]
[null,5094,10188.1,90.823509358391277,751.10981039614978,5214549.2133950051,0,57185.349405874258,1,1]
[null,5096,10192.1,90.823509358391277,751.69681276556958,5218624.4533950053,0,57230.040521783987,1,1]
[null,5098,10196.1,90.823509358391277,752.28404560087381,5222701.2933950052,0,57274.749184092318,1,1]
[null,5100,10200.1,90.823509358391277,752.8715089020626,5226779.7333950056,0,57319.475392799257,1,1]
[null,5102,10204.1,90.823509358391277,753.45920266913572,5230859.7733950056,0,57364.219147904798,1,1]
[null,5104,10208.1,90.823509358391277,754.0471269020934,5234941.4133950053,0,57408.98044940894,1,1]
[null,5106,10212.1,90.823509358391277,754.63528160093563,5239024.6533950055,0,57453.759297311699,1,1]
[null,5108,10216.1,90.823509358391277,755.22366676566219,5243109.4933950054,0,57498.555691613059,1,1]
[null,5110,10220.1,90.823509358391277,755.81228239627342,5247195.9333950058,0,57543.369632313028,1,1]
[null,5112,10224.1,90.823509358391277,756.40112849276898,5251283.9733950058,0,57588.201119411598,1,1]
[null,5114,10228.1,90.823509358391277,756.99020505514909,5255373.6133950055,0,57633.050152908778,1,1]
[null,5116,10232.1,90.823509358391277,757.57951208341365,5259464.8533950057,0,57677.916732804566,1,1]
[null,5118,10236.1,90.823509358391277,758.16904957756265,5263557.6933950055,0,57722.800859098956,1,1]
[null,5120,10240.1,90.823509358391277,758.7588175375962,5267652.1333950059,0,57767.702531791954,1,1]
[null,5122,10244.1,90.823509358391277,759.34881596351431,5271748.173395006,0,57812.621750883562,1,1]
[null,5124,10248.1,90.823509358391277,759.93904485531675,5275845.8133950057,0,57857.558516373763,1,1]
[null,5126,10252.1,90.823509358391277,760.52950421300375,5279945.0533950059,0,57902.512828262581,1,1]
[null,5128,10256.1,90.823509358391277,761.12019403657519,5284045.8933950057,0,57947.48468655,1,1]
[null,5130,10260.1,90.823509358391277,761.71111432603118,5288148.3333950061,0,57992.474091236036,1,1]
[null,5132,10264.1,90.823509358391277,762.3022650813715,5292252.3733950062,0,58037.481042320665,1,1]
[null,5134,10268.1,90.823509358391277,762.89364630259638,5296358.0133950058,0,58082.505539803904,1,1]
[null,5136,10272.1,90.823509358391277,763.48525798970581,5300465.2533950061,0,58127.547583685751,1,1]
[null,5138,10276.1,90.823509358391277,764.07710014269969,5304574.0933950059,0,58172.6071739662,1,1]
[null,5140,10280.1,90.823509358391277,764.66917276157801,5308684.5333950063,0,58217.684310645265,1,1]
[null,5142,10284.1,90.823509358391277,765.26147584634089,5312796.5733950064,0,58262.778993722932,1,1]
[null,5144,10288.1,90.823509358391277,765.85400939698809,5316910.213395006,0,58307.8912231992,1,1]
[null,5146,10292.1,90.823509358391277,766.44677341351996,5321025.4533950062,0,58353.020999074077,1,1]
[null,5148,10296.1,90.823509358391277,767.03976789593617,5325142.2933950061,0,58398.168321347555,1,1]
[null,5150,10300.1,90.823509358391277,767.63299284423692,5329260.7333950065,0,58443.33319001965,1,1]
[null,5152,10304.1,90.823509358391277,768.22644825842224,5333380.7733950065,0,58488.515605090346,1,1]
[null,5154,10308.1,90.823509358391277,768.82013413849188,5337502.4133950062,0,58533.715566559644,1,1]
[null,5156,10312.1,90.823509358391277,769.41405048444608,5341625.6533950064,0,58578.93307442755,1,1]
[null,5158,10316.1,90.823509358391277,770.00819729628472,5345750.4933950063,0,58624.168128694066,1,1]
[null,5160,10320.1,90.823509358391277,770.60257457400792,5349876.9333950067,0,58669.42072935919,1,1]
[null,5162,10324.1,90.823509358391277,771.19718231761556,5354004.9733950067,0,58714.690876422916,1,1]
[null,5164,10328.1,90.823509358391277,771.79202052710764,5358134.6133950064,0,58759.978569885243,1,1]
[null,5166,10332.1,90.823509358391277,772.38708920248416,5362265.8533950066,0,58805.283809746179,1,1]
[null,5168,10336.1,90.823509358391277,772.98238834374524,5366398.6933950065,0,58850.606596005724,1,1]
[null,5170,10340.1,90.823509358391277,773.57791795089088,5370533.1333950069,0,58895.946928663878,1,1]
[null,5172,10344.1,90.823509358391277,774.17367802392084,5374669.1733950069,0,58941.304807720633,1,1]
[null,5174,10348.1,90.823509358391277,774.76966856283536,5378806.8133950066,0,58986.68023317599,1,1]
[null,5176,10352.1,90.823509358391277,775.36588956763433,5382946.0533950068,0,59032.073205029963,1,1]
[null,5178,10356.1,90.823509358391277,775.96234103831785,5387086.8933950067,0,59077.483723282538,1,1]
[null,5180,10360.1,90.823509358391277,776.55902297488581,5391229.3333950071,0,59122.911787933721,1,1]
[null,5182,10364.1,90.823509358391277,777.15593537733832,5395373.3733950071,0,59168.357398983506,1,1]
[null,5184,10368.1,90.823509358391277,777.75307824567517,5399519.0133950068,0,59213.820556431892,1,1]
[null,5186,10372.1,90.823509358391277,778.35045157989657,5403666.253395007,0,59259.301260278895,1,1]
[null,5188,10376.1,90.823509358391277,778.94805538000242,5407815.0933950068,0,59304.799510524499,1,1]
[null,5190,10380.1,90.823509358391277,779.54588964599282,5411965.5333950073,0,59350.315307168712,1,1]
[null,5192,10384.1,90.823509358391277,780.14395437786766,5416117.5733950073,0,59395.848650211534,1,1]
[null,5194,10388.1,90.823509358391277,780.74224957562694,5420271.213395007,0,59441.39953965295,1,1]
[null,5196,10392.1,90.823509358391277,781.34077523927078,5424426.4533950072,0,59486.967975492982,1,1]
[null,5198,10396.1,90.823509358391277,781.93953136879907,5428583.293395007,0,59532.553957731616,1,1]
[null,5200,10400.1,90.823509358391277,782.53851796421191,5432741.7333950074,0,59578.157486368866,1,1]
[null,5202,10404.1,90.823509358391277,783.13773502550907,5436901.7733950075,0,59623.77856140471,1,1]
[null,5204,10408.1,90.823509358391277,783.7371825526908,5441063.4133950071,0,59669.417182839163,1,1]
[null,5206,10412.1,90.823509358391277,784.33686054575708,5445226.6533950074,0,59715.073350672224,1,1]
[null,5208,10416.1,90.823509358391277,784.93676900470768,5449391.4933950072,0,59760.747064903888,1,1]
[null,5210,10420.1,90.823509358391277,785.53690792954296,5453557.9333950076,0,59806.43832553416,1,1]
[null,5212,10424.1,90.823509358391277,786.13727732026257,5457725.9733950077,0,59852.147132563041,1,1]
[null,5214,10428.1,90.823509358391277,786.73787717686662,5461895.6133950073,0,59897.873485990523,1,1]
[null,5216,10432.1,90.823509358391277,787.33870749935534,5466066.8533950076,0,59943.617385816615,1,1]
[null,5218,10436.1,90.823509358391277,787.93976828772838,5470239.6933950074,0,59989.378832041308,1,1]
[null,5220,10440.1,90.823509358391277,788.54105954198599,5474414.1333950078,0,60035.157824664617,1,1]
[null,5222,10444.1,90.823509358391277,789.14258126212803,5478590.1733950078,0,60080.954363686527,1,1]
[null,5224,10448.1,90.823509358391277,789.74433344815452,5482767.8133950075,0,60126.768449107039,1,1]
[null,5226,10452.1,90.823509358391277,790.34631610006556,5486947.0533950077,0,60172.60008092616,1,1]
[null,5228,10456.1,90.823509358391277,790.94852921786105,5491127.8933950076,0,60218.449259143883,1,1]
[null,5230,10460.1,90.823509358391277,791.55097280154109,5495310.333395008,0,60264.315983760222,1,1]
[null,5232,10464.1,90.823509358391277,792.15364685110558,5499494.373395008,0,60310.200254775162,1,1]
[null,5234,10468.1,90.823509358391277,792.75655136655439,5503680.0133950077,0,60356.102072188703,1,1]
[null,5236,10472.1,90.823509358391277,793.35968634788787,5507867.2533950079,0,60402.021436000854,1,1]
[null,5238,10476.1,90.823509358391277,793.96305179510568,5512056.0933950078,0,60447.958346211613,1,1]
[null,5240,10480.1,90.823509358391277,794.56664770820817,5516246.5333950082,0,60493.912802820982,1,1]
[null,5242,10484.1,90.823509358391277,795.17047408719509,5520438.5733950082,0,60539.884805828951,1,1]
[null,5244,10488.1,90.823509358391277,795.77453093206634,5524632.2133950079,0,60585.874355235523,1,1]
[null,5246,10492.1,90.823509358391277,796.37881824282215,5528827.4533950081,0,60631.88145104071,1,1]
[null,5248,10496.1,90.823509358391277,796.9833360194624,5533024.293395008,0,60677.906093244492,1,1]
[null,5250,10500.1,90.823509358391277,797.58808426198732,5537222.7333950084,0,60723.94828184689,1,1]
[null,5252,10504.1,90.823509358391277,798.19306297039657,5541422.7733950084,0,60770.008016847896,1,1]
[null,5254,10508.1,90.823509358391277,798.79827214469026,5545624.4133950081,0,60816.085298247497,1,1]
[null,5256,10512.1,90.823509358391277,799.40371178486851,5549827.6533950083,0,60862.180126045714,1,1]
[null,5258,10516.1,90.823509358391277,800.00938189093119,5554032.4933950081,0,60908.292500242525,1,1]
[null,5260,10520.1,90.823509358391277,800.61528246287844,5558238.9333950086,0,60954.42242083796,1,1]
[null,5262,10524.1,90.823509358391277,801.22141350071013,5562446.9733950086,0,61000.569887831989,1,1]
[null,5264,10528.1,90.823509358391277,801.82777500442626,5566656.6133950083,0,61046.73490122462,1,1]
[null,5266,10532.1,90.823509358391277,802.43436697402683,5570867.8533950085,0,61092.917461015866,1,1]
[null,5268,10536.1,90.823509358391277,803.04118940951196,5575080.6933950083,0,61139.117567205714,1,1]
[null,5270,10540.1,90.823509358391277,803.64824231088164,5579295.1333950087,0,61185.335219794171,1,1]
[null,5272,10544.1,90.823509358391277,804.25552567813565,5583511.1733950088,0,61231.570418781237,1,1]
[null,5274,10548.1,90.823509358391277,804.86303951127422,5587728.8133950084,0,61277.823164166897,1,1]
[null,5276,10552.1,90.823509358391277,805.47078381029723,5591948.0533950087,0,61324.093455951173,1,1]
[null,5278,10556.1,90.823509358391277,806.07875857520469,5596168.8933950085,0,61370.381294134051,1,1]
[null,5280,10560.1,90.823509358391277,806.68696380599681,5600391.3333950089,0,61416.686678715545,1,1]
[null,5282,10564.1,90.823509358391277,807.29539950267326,5604615.373395009,0,61463.009609695633,1,1]
[null,5284,10568.1,90.823509358391277,807.90406566523416,5608841.0133950086,0,61509.35008707433,1,1]
[null,5286,10572.1,90.823509358391277,808.51296229367961,5613068.2533950089,0,61555.708110851636,1,1]
[null,5288,10576.1,90.823509358391277,809.1220893880095,5617297.0933950087,0,61602.083681027543,1,1]
[null,5290,10580.1,90.823509358391277,809.73144694822395,5621527.5333950091,0,61648.476797602067,1,1]
[null,5292,10584.1,90.823509358391277,810.34103497432284,5625759.5733950092,0,61694.887460575192,1,1]
[null,5294,10588.1,90.823509358391277,810.95085346630617,5629993.2133950088,0,61741.315669946911,1,1]
[null,5296,10592.1,90.823509358391277,811.56090242417406,5634228.453395009,0,61787.761425717254,1,1]
[null,5298,10596.1,90.823509358391277,812.17118184792639,5638465.2933950089,0,61834.224727886191,1,1]
[null,5300,10600.1,90.823509358391277,812.78169173756328,5642703.7333950093,0,61880.705576453744,1,1]
[null,5302,10604.1,90.823509358391277,813.39243209308449,5646943.7733950093,0,61927.203971419898,1,1]
[null,5304,10608.1,90.823509358391277,814.00340291449027,5651185.413395009,0,61973.719912784647,1,1]
[null,5306,10612.1,90.823509358391277,814.61460420178048,5655428.6533950092,0,62020.253400548019,1,1]
[null,5308,10616.1,90.823509358391277,815.22603595495525,5659673.4933950091,0,62066.804434709986,1,1]
[null,5310,10620.1,90.823509358391277,815.83769817401446,5663919.9333950095,0,62113.373015270568,1,1]
[null,5312,10624.1,90.823509358391277,816.44959085895812,5668167.9733950095,0,62159.959142229753,1,1]
[null,5314,10628.1,90.823509358391277,817.06171400978633,5672417.6133950092,0,62206.562815587538,1,1]
[null,5316,10632.1,90.823509358391277,817.67406762649898,5676668.8533950094,0,62253.18403534394,1,1]
[null,5318,10636.1,90.823509358391277,818.28665170909608,5680921.6933950093,0,62299.822801498936,1,1]
[null,5320,10640.1,90.823509358391277,818.89946625757773,5685176.1333950097,0,62346.479114052549,1,1]
[null,5322,10644.1,90.823509358391277,819.51251127194382,5689432.1733950097,0,62393.152973004762,1,1]
[null,5324,10648.1,90.823509358391277,820.12578675219436,5693689.8133950094,0,62439.844378355578,1,1]
[null,5326,10652.1,90.823509358391277,820.73929269832945,5697949.0533950096,0,62486.553330105009,1,1]
[null,5328,10656.1,90.823509358391277,821.35302911034898,5702209.8933950095,0,62533.279828253042,1,1]
[null,5330,10660.1,90.823509358391277,821.96699598825307,5706472.3333950099,0,62580.023872799684,1,1]
[null,5332,10664.1,90.823509358391277,822.58119333204149,5710736.3733950099,0,62626.785463744927,1,1]
[null,5334,10668.1,90.823509358391277,823.19562114171447,5715002.0133950096,0,62673.564601088772,1,1]
[null,5336,10672.1,90.823509358391277,823.810279417272,5719269.2533950098,0,62720.361284831233,1,1]
[null,5338,10676.1,90.823509358391277,824.42516815871386,5723538.0933950096,0,62767.175514972296,1,1]
[null,5340,10680.1,90.823509358391277,825.04028736604039,5727808.53339501,0,62814.007291511967,1,1]
[null,5342,10684.1,90.823509358391277,825.65563703925125,5732080.5733950101,0,62860.856614450247,1,1]
[null,5344,10688.1,90.823509358391277,826.27121717834655,5736354.2133950097,0,62907.723483787122,1,1]
[null,5346,10692.1,90.823509358391277,826.88702778332652,5740629.45339501,0,62954.607899522613,1,1]
[null,5348,10696.1,90.823509358391277,827.50306885419081,5744906.2933950098,0,63001.509861656705,1,1]
[null,5350,10700.1,90.823509358391277,828.11934039093967,5749184.7333950102,0,63048.429370189406,1,1]
[null,5352,10704.1,90.823509358391277,828.73584239357297,5753464.7733950103,0,63095.366425120716,1,1]
[null,5354,10708.1,90.823509358391277,829.35257486209071,5757746.4133950099,0,63142.32102645062,1,1]
[null,5356,10712.1,90.823509358391277,829.969537796493,5762029.6533950102,0,63189.29317417914,1,1]
[null,5358,10716.1,90.823509358391277,830.58673119677974,5766314.49339501,0,63236.282868306262,1,1]
[null,5360,10720.1,90.823509358391277,831.20415506295103,5770600.9333950104,0,63283.290108832,1,1]
[null,5362,10724.1,90.823509358391277,831.82180939500677,5774888.9733950105,0,63330.314895756339,1,1]
[null,5364,10728.1,90.823509358391277,832.43969419294683,5779178.6133950101,0,63377.357229079273,1,1]
[null,5366,10732.1,90.823509358391277,833.05780945677157,5783469.8533950103,0,63424.417108800822,1,1]
[null,5368,10736.1,90.823509358391277,833.67615518648074,5787762.6933950102,0,63471.494534920981,1,1]
[null,5370,10740.1,90.823509358391277,834.29473138207436,5792057.1333950106,0,63518.589507439741,1,1]
[null,5372,10744.1,90.823509358391277,834.91353804355253,5796353.1733950106,0,63565.70202635711,1,1]
[null,5374,10748.1,90.823509358391277,835.53257517091504,5800650.8133950103,0,63612.832091673081,1,1]
[null,5376,10752.1,90.823509358391277,836.15184276416221,5804950.0533950105,0,63659.97970338766,1,1]
[null,5378,10756.1,90.823509358391277,836.77134082329371,5809250.8933950104,0,63707.144861500841,1,1]
[null,5380,10760.1,90.823509358391277,837.39106934830977,5813553.3333950108,0,63754.327566012638,1,1]
[null,5382,10764.1,90.823509358391277,838.01102833921027,5817857.3733950108,0,63801.527816923037,1,1]
[null,5384,10768.1,90.823509358391277,838.63121779599521,5822163.0133950105,0,63848.745614232037,1,1]
[null,5386,10772.1,90.823509358391277,839.25163771866482,5826470.2533950107,0,63895.980957939646,1,1]
[null,5388,10776.1,90.823509358391277,839.87228810721876,5830779.0933950106,0,63943.233848045864,1,1]
[null,5390,10780.1,90.823509358391277,840.49316896165726,5835089.533395011,0,63990.50428455069,1,1]
[null,5392,10784.1,90.823509358391277,841.11428028198009,5839401.573395011,0,64037.792267454119,1,1]
[null,5394,10788.1,90.823509358391277,841.73562206818747,5843715.2133950107,0,64085.097796756148,1,1]
[null,5396,10792.1,90.823509358391277,842.3571943202794,5848030.4533950109,0,64132.420872456794,1,1]
[null,5398,10796.1,90.823509358391277,842.97899703825578,5852347.2933950108,0,64179.761494556034,1,1]
[null,5400,10800.1,90.823509358391277,843.60103022211661,5856665.7333950112,0,64227.119663053891,1,1]
[null,5402,10804.1,90.823509358391277,844.22329387186198,5860985.7733950112,0,64274.495377950348,1,1]
[null,5404,10808.1,90.823509358391277,844.84578798749169,5865307.4133950109,0,64321.888639245415,1,1]
[null,5406,10812.1,90.823509358391277,845.46851256900607,5869630.6533950111,0,64369.299446939083,1,1]
[null,5408,10816.1,90.823509358391277,846.09146761640477,5873955.4933950109,0,64416.72780103136,1,1]
[null,5410,10820.1,90.823509358391277,846.71465312968814,5878281.9333950114,0,64464.173701522246,1,1]
[null,5412,10824.1,90.823509358391277,847.33806910885585,5882609.9733950114,0,64511.637148411734,1,1]
[null,5414,10828.1,90.823509358391277,847.96171555390799,5886939.6133950111,0,64559.11814169983,1,1]
[null,5416,10832.1,90.823509358391277,848.58559246484469,5891270.8533950113,0,64606.616681386535,1,1]
[null,5418,10836.1,90.823509358391277,849.20969984166584,5895603.6933950111,0,64654.132767471834,1,1]
[null,5420,10840.1,90.823509358391277,849.83403768437154,5899938.1333950115,0,64701.666399955757,1,1]
[null,5422,10844.1,90.823509358391277,850.45860599296168,5904274.1733950116,0,64749.217578838274,1,1]
[null,5424,10848.1,90.823509358391277,851.08340476743626,5908611.8133950112,0,64796.7863041194,1,1]
[null,5426,10852.1,90.823509358391277,851.7084340077954,5912951.0533950115,0,64844.372575799134,1,1]
[null,5428,10856.1,90.823509358391277,852.33369371403899,5917291.8933950113,0,64891.97639387747,1,1]
[null,5430,10860.1,90.823509358391277,852.95918388616701,5921634.3333950117,0,64939.597758354415,1,1]
[null,5432,10864.1,90.823509358391277,853.58490452417959,5925978.3733950118,0,64987.236669229962,1,1]
[null,5434,10868.1,90.823509358391277,854.21085562807662,5930324.0133950114,0,65034.893126504117,1,1]
[null,5436,10872.1,90.823509358391277,854.83703719785808,5934671.2533950116,0,65082.567130176882,1,1]
[null,5438,10876.1,90.823509358391277,855.4634492335241,5939020.0933950115,0,65130.258680248247,1,1]
[null,5440,10880.1,90.823509358391277,856.09009173507457,5943370.5333950119,0,65177.967776718229,1,1]
[null,5442,10884.1,90.823509358391277,856.71696470250947,5947722.5733950119,0,65225.694419586813,1,1]
[null,5444,10888.1,90.823509358391277,857.34406813582893,5952076.2133950116,0,65273.43860885399,1,1]
[null,5446,10892.1,90.823509358391277,857.97140203503284,5956431.4533950118,0,65321.200344519784,1,1]
[null,5448,10896.1,90.823509358391277,858.59896640012118,5960788.2933950117,0,65368.979626584187,1,1]
[null,5450,10900.1,90.823509358391277,859.22676123109409,5965146.7333950121,0,65416.776455047191,1,1]
[null,5452,10904.1,90.823509358391277,859.85478652795143,5969506.7733950121,0,65464.590829908804,1,1]
[null,5454,10908.1,90.823509358391277,860.48304229069322,5973868.4133950118,0,65512.422751169019,1,1]
[null,5456,10912.1,90.823509358391277,861.11152851931956,5978231.653395012,0,65560.272218827842,1,1]
[null,5458,10916.1,90.823509358391277,861.74024521383035,5982596.4933950119,0,65608.139232885267,1,1]
[null,5460,10920.1,90.823509358391277,862.36919237422569,5986962.9333950123,0,65656.023793341315,1,1]
[null,5462,10924.1,90.823509358391277,862.99837000050547,5991330.9733950123,0,65703.925900195958,1,1]
[null,5464,10928.1,90.823509358391277,863.62777809266959,5995700.613395012,0,65751.845553449195,1,1]
[null,5466,10932.1,90.823509358391277,864.25741665071837,6000071.8533950122,0,65799.782753101055,1,1]
[null,5468,10936.1,90.823509358391277,864.88728567465148,6004444.6933950121,0,65847.73749915151,1,1]
[null,5470,10940.1,90.823509358391277,865.51738516446926,6008819.1333950125,0,65895.709791600588,1,1]
[null,5472,10944.1,90.823509358391277,866.14771512017137,6013195.1733950125,0,65943.69963044826,1,1]
[null,5474,10948.1,90.823509358391277,866.77827554175803,6017572.8133950122,0,65991.707015694526,1,1]
[null,5476,10952.1,90.823509358391277,867.40906642922914,6021952.0533950124,0,66039.731947339416,1,1]
[null,5478,10956.1,90.823509358391277,868.04008778258469,6026332.8933950122,0,66087.774425382901,1,1]
[null,5480,10960.1,90.823509358391277,868.6713396018248,6030715.3333950127,0,66135.834449825008,1,1]
[null,5482,10964.1,90.823509358391277,869.30282188694946,6035099.3733950127,0,66183.91202066571,1,1]
[null,5484,10968.1,90.823509358391277,869.93453463795845,6039485.0133950124,0,66232.00713790502,1,1]
[null,5486,10972.1,90.823509358391277,870.566477854852,6043872.2533950126,0,66280.11980154294,1,1]
[null,5488,10976.1,90.823509358391277,871.19865153762987,6048261.0933950124,0,66328.250011579454,1,1]
[null,5490,10980.1,90.823509358391277,871.83105568629242,6052651.5333950128,0,66376.397768014591,1,1]
[null,5492,10984.1,90.823509358391277,872.4636903008394,6057043.5733950129,0,66424.563070848322,1,1]
[null,5494,10988.1,90.823509358391277,873.09655538127083,6061437.2133950125,0,66472.745920080648,1,1]
[null,5496,10992.1,90.823509358391277,873.72965092758682,6065832.4533950128,0,66520.946315711597,1,1]
[null,5498,10996.1,90.823509358391277,874.36297693978713,6070229.2933950126,0,66569.164257741155,1,1]
[null,5500,11000.1,90.823509358391277,874.99653341787212,6074627.733395013,0,66617.399746169307,1,1]
[null,5502,11004.1,90.823509358391277,875.63032036184143,6079027.7733950131,0,66665.652780996083,1,1]
[null,5504,11008.1,90.823509358391277,876.2643377716953,6083429.4133950127,0,66713.923362221438,1,1]
[null,5506,11012.1,90.823509358391277,876.89858564743361,6087832.653395013,0,66762.211489845417,1,1]
[null,5508,11016.1,90.823509358391277,877.53306398905636,6092237.4933950128,0,66810.517163868004,1,1]
[null,5510,11020.1,90.823509358391277,878.16777279656378,6096643.9333950132,0,66858.8403842892,1,1]
[null,5512,11024.1,90.823509358391277,878.80271206995553,6101051.9733950133,0,66907.181151108991,1,1]
[null,5514,11028.1,90.823509358391277,879.43788180923173,6105461.6133950129,0,66955.53946432739,1,1]
[null,5516,11032.1,90.823509358391277,880.07328201439248,6109872.8533950131,0,67003.915323944399,1,1]
[null,5518,11036.1,90.823509358391277,880.70891268543767,6114285.693395013,0,67052.308729960001,1,1]
[null,5520,11040.1,90.823509358391277,881.34477382236742,6118700.1333950134,0,67100.719682374227,1,1]
[null,5522,11044.1,90.823509358391277,881.98086542518161,6123116.1733950134,0,67149.148181187062,1,1]
[null,5524,11048.1,90.823509358391277,882.61718749388024,6127533.8133950131,0,67197.594226398491,1,1]
[null,5526,11052.1,90.823509358391277,883.25374002846343,6131953.0533950133,0,67246.057818008529,1,1]
[null,5528,11056.1,90.823509358391277,883.89052302893094,6136373.8933950132,0,67294.538956017161,1,1]
[null,5530,11060.1,90.823509358391277,884.52753649528313,6140796.3333950136,0,67343.037640424416,1,1]
[null,5532,11064.1,90.823509358391277,885.16478042751976,6145220.3733950136,0,67391.55387123028,1,1]
[null,5534,11068.1,90.823509358391277,885.80225482564072,6149646.0133950133,0,67440.087648434739,1,1]
[null,5536,11072.1,90.823509358391277,886.43995968964634,6154073.2533950135,0,67488.638972037807,1,1]
[null,5538,11076.1,90.823509358391277,887.0778950195363,6158502.0933950134,0,67537.207842039468,1,1]
[null,5540,11080.1,90.823509358391277,887.71606081531081,6162932.5333950138,0,67585.794258439753,1,1]
[null,5542,11084.1,90.823509358391277,888.35445707696988,6167364.5733950138,0,67634.398221238647,1,1]
[null,5544,11088.1,90.823509358391277,888.99308380451328,6171798.2133950135,0,67683.019730436135,1,1]
[null,5546,11092.1,90.823509358391277,889.63194099794123,6176233.4533950137,0,67731.658786032232,1,1]
[null,5548,11096.1,90.823509358391277,890.27102865725362,6180670.2933950135,0,67780.315388026938,1,1]
[null,5550,11100.1,90.823509358391277,890.91034678245057,6185108.733395014,0,67828.989536420253,1,1]
[null,5552,11104.1,90.823509358391277,891.54989537353197,6189548.773395014,0,67877.681231212162,1,1]
[null,5554,11108.1,90.823509358391277,892.1896744304978,6193990.4133950137,0,67926.390472402694,1,1]
[null,5556,11112.1,90.823509358391277,892.82968395334819,6198433.6533950139,0,67975.117259991821,1,1]
[null,5558,11116.1,90.823509358391277,893.46992394208303,6202878.4933950137,0,68023.861593979556,1,1]
[null,5560,11120.1,90.823509358391277,894.1103943967023,6207324.9333950141,0,68072.623474365901,1,1]
[null,5562,11124.1,90.823509358391277,894.75109531720614,6211772.9733950142,0,68121.402901150839,1,1]
[null,5564,11128.1,90.823509358391277,895.39202670359441,6216222.6133950138,0,68170.199874334401,1,1]
[null,5566,11132.1,90.823509358391277,896.03318855586713,6220673.8533950141,0,68219.014393916557,1,1]
[null,5568,11136.1,90.823509358391277,896.6745808740244,6225126.6933950139,0,68267.846459897322,1,1]
[null,5570,11140.1,90.823509358391277,897.31620365806612,6229581.1333950143,0,68316.696072276696,1,1]
[null,5572,11144.1,90.823509358391277,897.95805690799239,6234037.1733950144,0,68365.563231054679,1,1]
[null,5574,11148.1,90.823509358391277,898.60014062380299,6238494.813395014,0,68414.447936231256,1,1]
[null,5576,11152.1,90.823509358391277,899.24245480549814,6242954.0533950143,0,68463.350187806442,1,1]
[null,5578,11156.1,90.823509358391277,899.88499945307774,6247414.8933950141,0,68512.269985780236,1,1]
[null,5580,11160.1,90.823509358391277,900.52777456654189,6251877.3333950145,0,68561.207330152654,1,1]
[null,5582,11164.1,90.823509358391277,901.17078014589049,6256341.3733950146,0,68610.162220923652,1,1]
[null,5584,11168.1,90.823509358391277,901.81401619112353,6260807.0133950142,0,68659.134658093273,1,1]
[null,5586,11172.1,90.823509358391277,902.45748270224112,6265274.2533950144,0,68708.124641661489,1,1]
[null,5588,11176.1,90.823509358391277,903.10117967924316,6269743.0933950143,0,68757.132171628313,1,1]
[null,5590,11180.1,90.823509358391277,903.74510712212975,6274213.5333950147,0,68806.157247993746,1,1]
[null,5592,11184.1,90.823509358391277,904.38926503090079,6278685.5733950147,0,68855.199870757788,1,1]
[null,5594,11188.1,90.823509358391277,905.03365340555615,6283159.2133950144,0,68904.260039920438,1,1]
[null,5596,11192.1,90.823509358391277,905.67827224609618,6287634.4533950146,0,68953.337755481683,1,1]
[null,5598,11196.1,90.823509358391277,906.32312155252066,6292111.2933950145,0,69002.433017441537,1,1]
[null,5600,11200.1,90.823509358391277,906.96820132482958,6296589.7333950149,0,69051.545825800014,1,1]
[null,5602,11204.1,90.823509358391277,907.61351156302305,6301069.7733950149,0,69100.676180557071,1,1]
[null,5604,11208.1,90.823509358391277,908.25905226710086,6305551.4133950146,0,69149.824081712752,1,1]
[null,5606,11212.1,90.823509358391277,908.90482343706321,6310034.6533950148,0,69198.989529267026,1,1]
[null,5608,11216.1,90.823509358391277,909.55082507291013,6314519.4933950147,0,69248.172523219924,1,1]
[null,5610,11220.1,90.823509358391277,910.19705717464149,6319005.9333950151,0,69297.373063571416,1,1]
[null,5612,11224.1,90.823509358391277,910.84351974225729,6323493.9733950151,0,69346.591150321517,1,1]
[null,5614,11228.1,90.823509358391277,911.49021277575753,6327983.6133950148,0,69395.826783470213,1,1]
[null,5616,11232.1,90.823509358391277,912.13713627514232,6332474.853395015,0,69445.079963017532,1,1]
[null,5618,11236.1,90.823509358391277,912.78429024041156,6336967.6933950149,0,69494.350688963445,1,1]
[null,5620,11240.1,90.823509358391277,913.43167467156536,6341462.1333950153,0,69543.638961307981,1,1]
[null,5622,11244.1,90.823509358391277,914.0792895686036,6345958.1733950153,0,69592.944780051112,1,1]
[null,5624,11248.1,90.823509358391277,914.72713493152617,6350455.813395015,0,69642.268145192837,1,1]
[null,5626,11252.1,90.823509358391277,915.3752107603334,6354955.0533950152,0,69691.609056733185,1,1]
[null,5628,11256.1,90.823509358391277,916.02351705502508,6359455.893395015,0,69740.967514672127,1,1]
[null,5630,11260.1,90.823509358391277,916.6720538156012,6363958.3333950154,0,69790.343519009693,1,1]
[null,5632,11264.1,90.823509358391277,917.32082104206188,6368462.3733950155,0,69839.737069745854,1,1]
[null,5634,11268.1,90.823509358391277,917.96981873440689,6372968.0133950152,0,69889.148166880623,1,1]
[null,5636,11272.1,90.823509358391277,918.61904689263656,6377475.2533950154,0,69938.576810414001,1,1]
[null,5638,11276.1,90.823509358391277,919.26850551675057,6381984.0933950152,0,69988.023000345973,1,1]
[null,5640,11280.1,90.823509358391277,919.91819460674924,6386494.5333950156,0,70037.486736676568,1,1]
[null,5642,11284.1,90.823509358391277,920.56811416263224,6391006.5733950157,0,70086.968019405758,1,1]
[null,5644,11288.1,90.823509358391277,921.21826418439969,6395520.2133950153,0,70136.466848533542,1,1]
[null,5646,11292.1,90.823509358391277,921.86864467205169,6400035.4533950156,0,70185.98322405995,1,1]
[null,5648,11296.1,90.823509358391277,922.51925562558813,6404552.2933950154,0,70235.517145984966,1,1]
[null,5650,11300.1,90.823509358391277,923.17009704500913,6409070.7333950158,0,70285.068614308577,1,1]
[null,5652,11304.1,90.823509358391277,923.82116893031457,6413590.7733950159,0,70334.637629030811,1,1]
[null,5654,11308.1,90.823509358391277,924.47247128150445,6418112.4133950155,0,70384.224190151624,1,1]
[null,5656,11312.1,90.823509358391277,925.12400409857889,6422635.6533950157,0,70433.828297671062,1,1]
[null,5658,11316.1,90.823509358391277,925.77576738153766,6427160.4933950156,0,70483.449951589108,1,1]
[null,5660,11320.1,90.823509358391277,926.4277611303811,6431686.933395016,0,70533.089151905748,1,1]
[null,5662,11324.1,90.823509358391277,927.07998534510898,6436214.973395016,0,70582.745898621011,1,1]
[null,5664,11328.1,90.823509358391277,927.73244002572119,6440744.6133950157,0,70632.420191734869,1,1]
[null,5666,11332.1,90.823509358391277,928.38512517221807,6445275.8533950159,0,70682.112031247336,1,1]
[null,5668,11336.1,90.823509358391277,929.03804078459927,6449808.6933950158,0,70731.821417158397,1,1]
[null,5670,11340.1,90.823509358391277,929.69118686286504,6454343.1333950162,0,70781.548349468081,1,1]
[null,5672,11344.1,90.823509358391277,930.34456340701536,6458879.1733950162,0,70831.29282817636,1,1]
[null,5674,11348.1,90.823509358391277,930.99817041705001,6463416.8133950159,0,70881.054853283247,1,1]
[null,5676,11352.1,90.823509358391277,931.65200789296921,6467956.0533950161,0,70930.834424788743,1,1]
[null,5678,11356.1,90.823509358391277,932.30607583477286,6472496.893395016,0,70980.631542692849,1,1]
[null,5680,11360.1,90.823509358391277,932.96037424246106,6477039.3333950164,0,71030.446206995563,1,1]
[null,5682,11364.1,90.823509358391277,933.6149031160337,6481583.3733950164,0,71080.278417696871,1,1]
[null,5684,11368.1,90.823509358391277,934.26966245549079,6486129.0133950161,0,71130.128174796788,1,1]
[null,5686,11372.1,90.823509358391277,934.92465226083243,6490676.2533950163,0,71179.995478295314,1,1]
[null,5688,11376.1,90.823509358391277,935.57987253205852,6495225.0933950162,0,71229.880328192448,1,1]
[null,5690,11380.1,90.823509358391277,936.23532326916916,6499775.5333950166,0,71279.782724488192,1,1]
[null,5692,11384.1,90.823509358391277,936.89100447216413,6504327.5733950166,0,71329.70266718253,1,1]
[null,5694,11388.1,90.823509358391277,937.54691614104365,6508881.2133950163,0,71379.640156275476,1,1]
[null,5696,11392.1,90.823509358391277,938.20305827580762,6513436.4533950165,0,71429.595191767046,1,1]
[null,5698,11396.1,90.823509358391277,938.85943087645614,6517993.2933950163,0,71479.567773657196,1,1]
[null,5700,11400.1,90.823509358391277,939.51603394298911,6522551.7333950168,0,71529.557901945969,1,1]
[null,5702,11404.1,90.823509358391277,940.17286747540663,6527111.7733950168,0,71579.565576633351,1,1]
[null,5704,11408.1,90.823509358391277,940.82993147370848,6531673.4133950165,0,71629.590797719327,1,1]
[null,5706,11412.1,90.823509358391277,941.48722593789489,6536236.6533950167,0,71679.633565203912,1,1]
[null,5708,11416.1,90.823509358391277,942.14475086796585,6540801.4933950165,0,71729.693879087106,1,1]
[null,5710,11420.1,90.823509358391277,942.80250626392126,6545367.9333950169,0,71779.771739368909,1,1]
[null,5712,11424.1,90.823509358391277,943.46049212576111,6549935.973395017,0,71829.867146049321,1,1]
[null,5714,11428.1,90.823509358391277,944.1187084534854,6554505.6133950166,0,71879.980099128326,1,1]
[null,5716,11432.1,90.823509358391277,944.77715524709424,6559076.8533950169,0,71930.110598605941,1,1]
[null,5718,11436.1,90.823509358391277,945.43583250658753,6563649.6933950167,0,71980.258644482165,1,1]
[null,5720,11440.1,90.823509358391277,946.09474023196537,6568224.1333950171,0,72030.424236756997,1,1]
[null,5722,11444.1,90.823509358391277,946.75387842322755,6572800.1733950172,0,72080.607375430438,1,1]
[null,5724,11448.1,90.823509358391277,947.41324708037428,6577377.8133950168,0,72130.808060502473,1,1]
[null,5726,11452.1,90.823509358391277,948.07284620340556,6581957.0533950171,0,72181.026291973118,1,1]
[null,5728,11456.1,90.823509358391277,948.73267579232117,6586537.8933950169,0,72231.262069842371,1,1]
[null,5730,11460.1,90.823509358391277,949.39273584712146,6591120.3333950173,0,72281.515394110247,1,1]
[null,5732,11464.1,90.823509358391277,950.05302636780607,6595704.3733950173,0,72331.786264776703,1,1]
[null,5734,11468.1,90.823509358391277,950.71354735437524,6600290.013395017,0,72382.074681841783,1,1]
[null,5736,11472.1,90.823509358391277,951.37429880682885,6604877.2533950172,0,72432.380645305457,1,1]
[null,5738,11476.1,90.823509358391277,952.0352807251669,6609466.0933950171,0,72482.704155167739,1,1]
[null,5740,11480.1,90.823509358391277,952.69649310938951,6614056.5333950175,0,72533.045211428631,1,1]
[null,5742,11484.1,90.823509358391277,953.35793595949667,6618648.5733950175,0,72583.403814088131,1,1]
[null,5744,11488.1,90.823509358391277,954.01960927548816,6623242.2133950172,0,72633.779963146226,1,1]
[null,5746,11492.1,90.823509358391277,954.68151305736421,6627837.4533950174,0,72684.173658602944,1,1]
[null,5748,11496.1,90.823509358391277,955.3436473051247,6632434.2933950173,0,72734.584900458256,1,1]
[null,5750,11500.1,90.823509358391277,956.00601201876975,6637032.7333950177,0,72785.013688712177,1,1]
[null,5752,11504.1,90.823509358391277,956.66860719829913,6641632.7733950177,0,72835.460023364707,1,1]
[null,5754,11508.1,90.823509358391277,957.33143284371306,6646234.4133950174,0,72885.923904415846,1,1]
[null,5756,11512.1,90.823509358391277,957.99448895501155,6650837.6533950176,0,72936.405331865579,1,1]
[null,5758,11516.1,90.823509358391277,958.65777553219448,6655442.4933950175,0,72986.904305713921,1,1]
[null,5760,11520.1,90.823509358391277,959.32129257526185,6660048.9333950179,0,73037.420825960886,1,1]
[null,5762,11524.1,90.823509358391277,959.98504008421378,6664656.9733950179,0,73087.954892606445,1,1]
[null,5764,11528.1,90.823509358391277,960.64901805905004,6669266.6133950176,0,73138.506505650599,1,1]
[null,5766,11532.1,90.823509358391277,961.31322649977096,6673877.8533950178,0,73189.075665093376,1,1]
[null,5768,11536.1,90.823509358391277,961.97766540637622,6678490.6933950176,0,73239.662370934748,1,1]
[null,5770,11540.1,90.823509358391277,962.64233477886603,6683105.1333950181,0,73290.266623174728,1,1]
[null,5772,11544.1,90.823509358391277,963.3072346172404,6687721.1733950181,0,73340.888421813317,1,1]
[null,5774,11548.1,90.823509358391277,963.97236492149909,6692338.8133950178,0,73391.527766850515,1,1]
[null,5776,11552.1,90.823509358391277,964.63772569164234,6696958.053395018,0,73442.184658286322,1,1]
[null,5778,11556.1,90.823509358391277,965.30331692767004,6701578.8933950178,0,73492.859096120723,1,1]
[null,5780,11560.1,90.823509358391277,965.96913862958229,6706201.3333950182,0,73543.551080353747,1,1]
[null,5782,11564.1,90.823509358391277,966.63519079737898,6710825.3733950183,0,73594.260610985366,1,1]
[null,5784,11568.1,90.823509358391277,967.30147343106012,6715451.0133950179,0,73644.987688015579,1,1]
[null,5786,11572.1,90.823509358391277,967.96798653062569,6720078.2533950182,0,73695.732311444415,1,1]
[null,5788,11576.1,90.823509358391277,968.63473009607583,6724707.093395018,0,73746.494481271846,1,1]
[null,5790,11580.1,90.823509358391277,969.30170412741052,6729337.5333950184,0,73797.2741974979,1,1]
[null,5792,11584.1,90.823509358391277,969.96890862462965,6733969.5733950185,0,73848.071460122548,1,1]
[null,5794,11588.1,90.823509358391277,970.63634358773311,6738603.2133950181,0,73898.886269145805,1,1]
[null,5796,11592.1,90.823509358391277,971.30400901672124,6743238.4533950184,0,73949.718624567671,1,1]
[null,5798,11596.1,90.823509358391277,971.9719049115937,6747875.2933950182,0,74000.568526388131,1,1]
[null,5800,11600.1,90.823509358391277,972.64003127235071,6752513.7333950186,0,74051.435974607215,1,1]
[null,5802,11604.1,90.823509358391277,973.30838809899228,6757153.7733950187,0,74102.320969224893,1,1]
[null,5804,11608.1,90.823509358391277,973.97697539151818,6761795.4133950183,0,74153.22351024118,1,1]
[null,5806,11612.1,90.823509358391277,974.64579314992864,6766438.6533950185,0,74204.143597656061,1,1]
[null,5808,11616.1,90.823509358391277,975.31484137422353,6771083.4933950184,0,74255.081231469565,1,1]
[null,5810,11620.1,90.823509358391277,975.98412006440299,6775729.9333950188,0,74306.036411681678,1,1]
[null,5812,11624.1,90.823509358391277,976.65362922046688,6780377.9733950188,0,74357.009138292386,1,1]
[null,5814,11628.1,90.823509358391277,977.32336884241522,6785027.6133950185,0,74407.999411301702,1,1]
[null,5816,11632.1,90.823509358391277,977.99333893024811,6789678.8533950187,0,74459.007230709627,1,1]
[null,5818,11636.1,90.823509358391277,978.66353948396545,6794331.6933950186,0,74510.032596516146,1,1]
[null,5820,11640.1,90.823509358391277,979.33397050356734,6798986.133395019,0,74561.075508721289,1,1]
[null,5822,11644.1,90.823509358391277,980.00463198905368,6803642.173395019,0,74612.135967325026,1,1]
[null,5824,11648.1,90.823509358391277,980.67552394042434,6808299.8133950187,0,74663.213972327372,1,1]
[null,5826,11652.1,90.823509358391277,981.34664635767967,6812959.0533950189,0,74714.309523728327,1,1]
[null,5828,11656.1,90.823509358391277,982.01799924081934,6817619.8933950188,0,74765.42262152789,1,1]
[null,5830,11660.1,90.823509358391277,982.68958258984367,6822282.3333950192,0,74816.553265726063,1,1]
[null,5832,11664.1,90.823509358391277,983.36139640475233,6826946.3733950192,0,74867.701456322829,1,1]
[null,5834,11668.1,90.823509358391277,984.03344068554543,6831612.0133950189,0,74918.867193318205,1,1]
[null,5836,11672.1,90.823509358391277,984.7057154322232,6836279.2533950191,0,74970.050476712189,1,1]
[null,5838,11676.1,90.823509358391277,985.3782206447853,6840948.093395019,0,75021.251306504782,1,1]
[null,5840,11680.1,90.823509358391277,986.05095632323196,6845618.5333950194,0,75072.469682695984,1,1]
[null,5842,11684.1,90.823509358391277,986.72392246756306,6850290.5733950194,0,75123.705605285781,1,1]
[null,5844,11688.1,90.823509358391277,987.3971190777786,6854964.2133950191,0,75174.959074274186,1,1]
[null,5846,11692.1,90.823509358391277,988.07054615387869,6859639.4533950193,0,75226.2300896612,1,1]
[null,5848,11696.1,90.823509358391277,988.74420369586323,6864316.2933950191,0,75277.518651446822,1,1]
[null,5850,11700.1,90.823509358391277,989.41809170373233,6868994.7333950195,0,75328.824759631054,1,1]
[null,5852,11704.1,90.823509358391277,990.09221017748587,6873674.7733950196,0,75380.148414213894,1,1]
[null,5854,11708.1,90.823509358391277,990.76655911712373,6878356.4133950192,0,75431.489615195329,1,1]
[null,5856,11712.1,90.823509358391277,991.44113852264627,6883039.6533950195,0,75482.848362575372,1,1]
[null,5858,11716.1,90.823509358391277,992.11594839405325,6887724.4933950193,0,75534.224656354025,1,1]
[null,5860,11720.1,90.823509358391277,992.79098873134467,6892410.9333950197,0,75585.618496531286,1,1]
[null,5862,11724.1,90.823509358391277,993.46625953452065,6897098.9733950198,0,75637.029883107141,1,1]
[null,5864,11728.1,90.823509358391277,994.14176080358095,6901788.6133950194,0,75688.458816081606,1,1]
[null,5866,11732.1,90.823509358391277,994.81749253852593,6906479.8533950197,0,75739.905295454693,1,1]
[null,5868,11736.1,90.823509358391277,995.49345473935523,6911172.6933950195,0,75791.369321226375,1,1]
[null,5870,11740.1,90.823509358391277,996.16964740606909,6915867.1333950199,0,75842.850893396666,1,1]
[null,5872,11744.1,90.823509358391277,996.84607053866739,6920563.17339502,0,75894.350011965551,1,1]
[null,5874,11748.1,90.823509358391277,997.52272413715013,6925260.8133950196,0,75945.866676933059,1,1]
[null,5876,11752.1,90.823509358391277,998.19960820151744,6929960.0533950198,0,75997.400888299162,1,1]
[null,5878,11756.1,90.823509358391277,998.87672273176918,6934660.8933950197,0,76048.952646063874,1,1]
[null,5880,11760.1,90.823509358391277,999.55406772790548,6939363.3333950201,0,76100.521950227194,1,1]
[null,5882,11764.1,90.823509358391277,1000.2316431899262,6944067.3733950201,0,76152.108800789123,1,1]
[null,5884,11768.1,90.823509358391277,1000.9094491178314,6948773.0133950198,0,76203.713197749646,1,1]
[null,5886,11772.1,90.823509358391277,1001.5874855116211,6953480.25339502,0,76255.335141108779,1,1]
[null,5888,11776.1,90.823509358391277,1002.2657523712952,6958189.0933950199,0,76306.97463086652,1,1]
[null,5890,11780.1,90.823509358391277,1002.9442496968539,6962899.5333950203,0,76358.631667022884,1,1]
[null,5892,11784.1,90.823509358391277,1003.6229774882971,6967611.5733950203,0,76410.306249577829,1,1]
[null,5894,11788.1,90.823509358391277,1004.3019357456246,6972325.21339502,0,76461.998378531396,1,1]
[null,5896,11792.1,90.823509358391277,1004.9811244688368,6977040.4533950202,0,76513.708053883558,1,1]
[null,5898,11796.1,90.823509358391277,1005.6605436579333,6981757.2933950201,0,76565.435275634329,1,1]
[null,5900,11800.1,90.823509358391277,1006.3401933129144,6986475.7333950205,0,76617.180043783723,1,1]
[null,5902,11804.1,90.823509358391277,1007.02007343378,6991195.7733950205,0,76668.942358331697,1,1]
[null,5904,11808.1,90.823509358391277,1007.7001840205299,6995917.4133950202,0,76720.722219278294,1,1]
[null,5906,11812.1,90.823509358391277,1008.3805250731644,7000640.6533950204,0,76772.519626623485,1,1]
[null,5908,11816.1,90.823509358391277,1009.0610965916834,7005365.4933950203,0,76824.3345803673,1,1]
[null,5910,11820.1,90.823509358391277,1009.7418985760869,7010091.9333950207,0,76876.167080509709,1,1]
[null,5912,11824.1,90.823509358391277,1010.4229310263748,7014819.9733950207,0,76928.017127050727,1,1]
[null,5914,11828.1,90.823509358391277,1011.1041939425472,7019549.6133950204,0,76979.884719990339,1,1]
[null,5916,11832.1,90.823509358391277,1011.7856873246042,7024280.8533950206,0,77031.769859328575,1,1]
[null,5918,11836.1,90.823509358391277,1012.4674111725454,7029013.6933950204,0,77083.672545065405,1,1]
[null,5920,11840.1,90.823509358391277,1013.1493654863714,7033748.1333950209,0,77135.592777200858,1,1]
[null,5922,11844.1,90.823509358391277,1013.8315502660818,7038484.1733950209,0,77187.530555734906,1,1]
[null,5924,11848.1,90.823509358391277,1014.5139655116765,7043221.8133950206,0,77239.485880667547,1,1]
[null,5926,11852.1,90.823509358391277,1015.1966112231559,7047961.0533950208,0,77291.458751998813,1,1]
[null,5928,11856.1,90.823509358391277,1015.8794874005196,7052701.8933950206,0,77343.449169728672,1,1]
[null,5930,11860.1,90.823509358391277,1016.5625940437679,7057444.333395021,0,77395.457133857155,1,1]
[null,5932,11864.1,90.823509358391277,1017.2459311529007,7062188.3733950211,0,77447.482644384232,1,1]
[null,5934,11868.1,90.823509358391277,1017.9294987279178,7066934.0133950207,0,77499.525701309904,1,1]
[null,5936,11872.1,90.823509358391277,1018.6132967688195,7071681.253395021,0,77551.586304634198,1,1]
[null,5938,11876.1,90.823509358391277,1019.2973252756058,7076430.0933950208,0,77603.664454357087,1,1]
[null,5940,11880.1,90.823509358391277,1019.9815842482765,7081180.5333950212,0,77655.7601504786,1,1]
[null,5942,11884.1,90.823509358391277,1020.6660736868316,7085932.5733950213,0,77707.873392998707,1,1]
[null,5944,11888.1,90.823509358391277,1021.3507935912712,7090686.2133950209,0,77760.004181917422,1,1]
[null,5946,11892.1,90.823509358391277,1022.0357439615954,7095441.4533950211,0,77812.152517234732,1,1]
[null,5948,11896.1,90.823509358391277,1022.7209247978038,7100198.293395021,0,77864.318398950665,1,1]
[null,5950,11900.1,90.823509358391277,1023.406336099897,7104956.7333950214,0,77916.501827065193,1,1]
[null,5952,11904.1,90.823509358391277,1024.0919778678747,7109716.7733950214,0,77968.702801578343,1,1]
[null,5954,11908.1,90.823509358391277,1024.7778501017365,7114478.4133950211,0,78020.921322490074,1,1]
[null,5956,11912.1,90.823509358391277,1025.4639528014832,7119241.6533950213,0,78073.157389800428,1,1]
[null,5958,11916.1,90.823509358391277,1026.1502859671141,7124006.4933950212,0,78125.411003509391,1,1]
[null,5960,11920.1,90.823509358391277,1026.8368495986297,7128772.9333950216,0,78177.682163616948,1,1]
[null,5962,11924.1,90.823509358391277,1027.5236436960295,7133540.9733950216,0,78229.970870123128,1,1]
[null,5964,11928.1,90.823509358391277,1028.2106682593139,7138310.6133950213,0,78282.277123027889,1,1]
[null,5966,11932.1,90.823509358391277,1028.8979232884828,7143081.8533950215,0,78334.600922331272,1,1]
[null,5968,11936.1,90.823509358391277,1029.5854087835362,7147854.6933950214,0,78386.942268033265,1,1]
[null,5970,11940.1,90.823509358391277,1030.2731247444742,7152629.1333950218,0,78439.301160133866,1,1]
[null,5972,11944.1,90.823509358391277,1030.9610711712965,7157405.1733950218,0,78491.677598633061,1,1]
[null,5974,11948.1,90.823509358391277,1031.6492480640034,7162182.8133950215,0,78544.071583530866,1,1]
[null,5976,11952.1,90.823509358391277,1032.3376554225947,7166962.0533950217,0,78596.483114827279,1,1]
[null,5978,11956.1,90.823509358391277,1033.0262932470705,7171742.8933950216,0,78648.912192522286,1,1]
[null,5980,11960.1,90.823509358391277,1033.7151615374307,7176525.333395022,0,78701.358816615917,1,1]
[null,5982,11964.1,90.823509358391277,1034.4042602936756,7181309.373395022,0,78753.822987108157,1,1]
[null,5984,11968.1,90.823509358391277,1035.0935895158048,7186095.0133950217,0,78806.304703998976,1,1]
[null,5986,11972.1,90.823509358391277,1035.7831492038185,7190882.2533950219,0,78858.803967288433,1,1]
[null,5988,11976.1,90.823509358391277,1036.4729393577168,7195671.0933950217,0,78911.32077697647,1,1]
[null,5990,11980.1,90.823509358391277,1037.1629599774994,7200461.5333950222,0,78963.855133063131,1,1]
[null,5992,11984.1,90.823509358391277,1037.8532110631666,7205253.5733950222,0,79016.4070355484,1,1]
[null,5994,11988.1,90.823509358391277,1038.5436926147181,7210047.2133950219,0,79068.976484432249,1,1]
[null,5996,11992.1,90.823509358391277,1039.2344046321543,7214842.4533950221,0,79121.563479714736,1,1]
[null,5998,11996.1,90.823509358391277,1039.925347115475,7219639.2933950219,0,79174.168021395802,1,1]
[null,6000,12000.1,90.823509358391277,1040.6165200646801,7224437.7333950223,0,79226.790109475492,1,1]

{"sheet":"Sheet3","index":2,"n_rows":33,"n_cols":11,"rows_kept":33,"cut":false,"hidden":false,"merged":[]}
[]
[null,"i","t","Qdot","mH","dH","eH","z","tH","COHb","FICO"]
[null,0,{"$f":"B3*Sheet1!$C$11","v":0},{"$f":"VLOOKUP(Sheet3!C3,Sheet2!B3:J3003,2,FALSE)","v":0.1},{"$f":"VLOOKUP(Sheet3!C3,Sheet2!B3:J3003,3,FALSE)","v":0},{"$f":"VLOOKUP(Sheet3!C3,Sheet2!B3:J3003,4,FALSE)","v":0},{"$f":"VLOOKUP(Sheet3!C3,Sheet2!B3:J3003,5,FALSE)","v":0},{"$f":"VLOOKUP(Sheet3!C3,Sheet2!B3:J3003,6,FALSE)","v":5},{"$f":"VLOOKUP(Sheet3!C3,Sheet2!B3:J3003,7,FALSE)","v":293},{"$f":"VLOOKUP(Sheet3!C3,Sheet2!B3:J3003,8,FALSE)","v":0},{"$f":"VLOOKUP(Sheet3!C3,Sheet2!B3:J3003,9,FALSE)","v":0}]
[null,{"$f":"B3+1","v":1},{"$f":"B4*Sheet1!$C$11","v":2},{"$f":"VLOOKUP(Sheet3!C4,Sheet2!B3:J3003,2,FALSE)","v":4.0999999999999996},{"$f":"VLOOKUP(Sheet3!C4,Sheet2!B3:J3003,3,FALSE)","v":0.44675359066694398},{"$f":"VLOOKUP(Sheet3!C4,Sheet2!B3:J3003,4,FALSE)","v":1.8935998539779137E-2},{"$f":"VLOOKUP(Sheet3!C4,Sheet2!B3:J3003,5,FALSE)","v":131.46239727367623},{"$f":"VLOOKUP(Sheet3!C4,Sheet2!B3:J3003,6,FALSE)","v":4.9810640014602212},{"$f":"VLOOKUP(Sheet3!C4,Sheet2!B3:J3003,7,FALSE)","v":293.08917810238682},{"$f":"VLOOKUP(Sheet3!C4,Sheet2!B3:J3003,8,FALSE)","v":6.4181959935688503E-3},{"$f":"VLOOKUP(Sheet3!C4,Sheet2!B3:J3003,9,FALSE)","v":2.1393986645229502E-2}]
[null,{"$f":"B4+1","v":2},{"$f":"B5*Sheet1!$C$11","v":4},{"$f":"VLOOKUP(Sheet3!C5,Sheet2!B3:J3003,2,FALSE)","v":8.1},{"$f":"VLOOKUP(Sheet3!C5,Sheet2!B3:J3003,3,FALSE)","v":1.9775456476003708},{"$f":"VLOOKUP(Sheet3!C5,Sheet2!B3:J3003,4,FALSE)","v":8.4036296280415493E-2},{"$f":"VLOOKUP(Sheet3!C5,Sheet2!B3:J3003,5,FALSE)","v":583.41855824589629},{"$f":"VLOOKUP(Sheet3!C5,Sheet2!B3:J3003,6,FALSE)","v":4.9159637037195845},{"$f":"VLOOKUP(Sheet3!C5,Sheet2!B3:J3003,7,FALSE)","v":293.84615329862999},{"$f":"VLOOKUP(Sheet3!C5,Sheet2!B3:J3003,8,FALSE)","v":1.2836391987137701E-2},{"$f":"VLOOKUP(Sheet3!C5,Sheet2!B3:J3003,9,FALSE)","v":4.2787973290459004E-2}]
[null,3,{"$f":"B6*Sheet1!$C$11","v":6},{"$f":"VLOOKUP(Sheet3!C6,Sheet2!B3:J3003,2,FALSE)","v":12.1},{"$f":"VLOOKUP(Sheet3!C6,Sheet2!B3:J3003,3,FALSE)","v":3.8566929733079176},{"$f":"VLOOKUP(Sheet3!C6,Sheet2!B3:J3003,4,FALSE)","v":0.16412787637901233},{"$f":"VLOOKUP(Sheet3!C6,Sheet2!B3:J3003,5,FALSE)","v":1139.4510853439367},{"$f":"VLOOKUP(Sheet3!C6,Sheet2!B3:J3003,6,FALSE)","v":4.8358721236209874},{"$f":"VLOOKUP(Sheet3!C6,Sheet2!B3:J3003,7,FALSE)","v":294.27062186186197},{"$f":"VLOOKUP(Sheet3!C6,Sheet2!B3:J3003,8,FALSE)","v":1.9254587980706551E-2},{"$f":"VLOOKUP(Sheet3!C6,Sheet2!B3:J3003,9,FALSE)","v":6.418195993568851E-2}]
[null,4,{"$f":"B7*Sheet1!$C$11","v":8},{"$f":"VLOOKUP(Sheet3!C7,Sheet2!B3:J3003,2,FALSE)","v":16.100000000000001},{"$f":"VLOOKUP(Sheet3!C7,Sheet2!B3:J3003,3,FALSE)","v":5.9468127835835691},{"$f":"VLOOKUP(Sheet3!C7,Sheet2!B3:J3003,4,FALSE)","v":0.25338943442006051},{"$f":"VLOOKUP(Sheet3!C7,Sheet2!B3:J3003,5,FALSE)","v":1759.1458101723456},{"$f":"VLOOKUP(Sheet3!C7,Sheet2!B3:J3003,6,FALSE)","v":4.7466105655799398},{"$f":"VLOOKUP(Sheet3!C7,Sheet2!B3:J3003,7,FALSE)","v":294.63467657241273},{"$f":"VLOOKUP(Sheet3!C7,Sheet2!B3:J3003,8,FALSE)","v":2.5672783974275401E-2},{"$f":"VLOOKUP(Sheet3!C7,Sheet2!B3:J3003,9,FALSE)","v":8.5575946580918008E-2}]
[null,5,{"$f":"B8*Sheet1!$C$11","v":10},{"$f":"VLOOKUP(Sheet3!C8,Sheet2!B3:J3003,2,FALSE)","v":20.100000000000001},{"$f":"VLOOKUP(Sheet3!C8,Sheet2!B3:J3003,3,FALSE)","v":8.1754155870910488},{"$f":"VLOOKUP(Sheet3!C8,Sheet2!B3:J3003,4,FALSE)","v":0.34874938178761611},{"$f":"VLOOKUP(Sheet3!C8,Sheet2!B3:J3003,5,FALSE)","v":2421.1783540857477},{"$f":"VLOOKUP(Sheet3!C8,Sheet2!B3:J3003,6,FALSE)","v":4.6512506182123836},{"$f":"VLOOKUP(Sheet3!C8,Sheet2!B3:J3003,7,FALSE)","v":294.97365601729268},{"$f":"VLOOKUP(Sheet3!C8,Sheet2!B3:J3003,8,FALSE)","v":3.2090979967844248E-2},{"$f":"VLOOKUP(Sheet3!C8,Sheet2!B3:J3003,9,FALSE)","v":0.10696993322614751}]
[null,6,{"$f":"B9*Sheet1!$C$11","v":12},{"$f":"VLOOKUP(Sheet3!C9,Sheet2!B3:J3003,2,FALSE)","v":24.1},{"$f":"VLOOKUP(Sheet3!C9,Sheet2!B3:J3003,3,FALSE)","v":10.495299739863079},{"$f":"VLOOKUP(Sheet3!C9,Sheet2!B3:J3003,4,FALSE)","v":0.44820764882204878},{"$f":"VLOOKUP(Sheet3!C9,Sheet2!B3:J3003,5,FALSE)","v":3111.6633150750013},{"$f":"VLOOKUP(Sheet3!C9,Sheet2!B3:J3003,6,FALSE)","v":4.5517923511779514},{"$f":"VLOOKUP(Sheet3!C9,Sheet2!B3:J3003,7,FALSE)","v":295.30040369434323},{"$f":"VLOOKUP(Sheet3!C9,Sheet2!B3:J3003,8,FALSE)","v":3.8509175961413102E-2},{"$f":"VLOOKUP(Sheet3!C9,Sheet2!B3:J3003,9,FALSE)","v":0.12836391987137702}]
[null,7,{"$f":"B10*Sheet1!$C$11","v":14},{"$f":"VLOOKUP(Sheet3!C10,Sheet2!B3:J3003,2,FALSE)","v":28.1},{"$f":"VLOOKUP(Sheet3!C10,Sheet2!B3:J3003,3,FALSE)","v":12.872657059005736},{"$f":"VLOOKUP(Sheet3!C10,Sheet2!B3:J3003,4,FALSE)","v":0.55033168540073463},{"$f":"VLOOKUP(Sheet3!C10,Sheet2!B3:J3003,5,FALSE)","v":3820.6552723618352},{"$f":"VLOOKUP(Sheet3!C10,Sheet2!B3:J3003,6,FALSE)","v":4.4496683145992657},{"$f":"VLOOKUP(Sheet3!C10,Sheet2!B3:J3003,7,FALSE)","v":295.62144946188175},{"$f":"VLOOKUP(Sheet3!C10,Sheet2!B3:J3003,8,FALSE)","v":4.4927371954981948E-2},{"$f":"VLOOKUP(Sheet3!C10,Sheet2!B3:J3003,9,FALSE)","v":0.1497579065166065}]
[null,8,{"$f":"B11*Sheet1!$C$11","v":16},{"$f":"VLOOKUP(Sheet3!C11,Sheet2!B3:J3003,2,FALSE)","v":32.1},{"$f":"VLOOKUP(Sheet3!C11,Sheet2!B3:J3003,3,FALSE)","v":15.282005152562347},{"$f":"VLOOKUP(Sheet3!C11,Sheet2!B3:J3003,4,FALSE)","v":0.65404172915262804},{"$f":"VLOOKUP(Sheet3!C11,Sheet2!B3:J3003,5,FALSE)","v":4540.6580197395706},{"$f":"VLOOKUP(Sheet3!C11,Sheet2!B3:J3003,6,FALSE)","v":4.3459582708473716},{"$f":"VLOOKUP(Sheet3!C11,Sheet2!B3:J3003,7,FALSE)","v":295.94072921682596},{"$f":"VLOOKUP(Sheet3!C11,Sheet2!B3:J3003,8,FALSE)","v":5.1345567948550802E-2},{"$f":"VLOOKUP(Sheet3!C11,Sheet2!B3:J3003,9,FALSE)","v":0.17115189316183602}]
[null,9,{"$f":"B12*Sheet1!$C$11","v":18},{"$f":"VLOOKUP(Sheet3!C12,Sheet2!B3:J3003,2,FALSE)","v":36.1},{"$f":"VLOOKUP(Sheet3!C12,Sheet2!B3:J3003,3,FALSE)","v":17.703567425968064},{"$f":"VLOOKUP(Sheet3!C12,Sheet2!B3:J3003,4,FALSE)","v":0.75849978878260849},{"$f":"VLOOKUP(Sheet3!C12,Sheet2!B3:J3003,5,FALSE)","v":5265.8538368318768},{"$f":"VLOOKUP(Sheet3!C12,Sheet2!B3:J3003,6,FALSE)","v":4.2415002112173914},{"$f":"VLOOKUP(Sheet3!C12,Sheet2!B3:J3003,7,FALSE)","v":296.26087292331033},{"$f":"VLOOKUP(Sheet3!C12,Sheet2!B3:J3003,8,FALSE)","v":5.7763763942119649E-2},{"$f":"VLOOKUP(Sheet3!C12,Sheet2!B3:J3003,9,FALSE)","v":0.1925458798070655}]
[null,10,{"$f":"B13*Sheet1!$C$11","v":20},{"$f":"VLOOKUP(Sheet3!C13,Sheet2!B3:J3003,2,FALSE)","v":40.1},{"$f":"VLOOKUP(Sheet3!C13,Sheet2!B3:J3003,3,FALSE)","v":20.121734295405886},{"$f":"VLOOKUP(Sheet3!C13,Sheet2!B3:J3003,4,FALSE)","v":0.86304444124758273},{"$f":"VLOOKUP(Sheet3!C13,Sheet2!B3:J3003,5,FALSE)","v":5991.6508211481396},{"$f":"VLOOKUP(Sheet3!C13,Sheet2!B3:J3003,6,FALSE)","v":4.1369555587524172},{"$f":"VLOOKUP(Sheet3!C13,Sheet2!B3:J3003,7,FALSE)","v":296.58376433791415},{"$f":"VLOOKUP(Sheet3!C13,Sheet2!B3:J3003,8,FALSE)","v":6.4181959935688496E-2},{"$f":"VLOOKUP(Sheet3!C13,Sheet2!B3:J3003,9,FALSE)","v":0.21393986645229501}]
[null,11,{"$f":"B14*Sheet1!$C$11","v":22},{"$f":"VLOOKUP(Sheet3!C14,Sheet2!B3:J3003,2,FALSE)","v":44.1},{"$f":"VLOOKUP(Sheet3!C14,Sheet2!B3:J3003,3,FALSE)","v":22.524073126478882},{"$f":"VLOOKUP(Sheet3!C14,Sheet2!B3:J3003,4,FALSE)","v":0.96714888000530774},{"$f":"VLOOKUP(Sheet3!C14,Sheet2!B3:J3003,5,FALSE)","v":6714.3916397625444},{"$f":"VLOOKUP(Sheet3!C14,Sheet2!B3:J3003,6,FALSE)","v":4.0328511199946924},{"$f":"VLOOKUP(Sheet3!C14,Sheet2!B3:J3003,7,FALSE)","v":296.91082238579821},{"$f":"VLOOKUP(Sheet3!C14,Sheet2!B3:J3003,8,FALSE)","v":7.0600155929257349E-2},{"$f":"VLOOKUP(Sheet3!C14,Sheet2!B3:J3003,9,FALSE)","v":0.2353338530975245}]
[null,12,{"$f":"B15*Sheet1!$C$11","v":24},{"$f":"VLOOKUP(Sheet3!C15,Sheet2!B3:J3003,2,FALSE)","v":48.1},{"$f":"VLOOKUP(Sheet3!C15,Sheet2!B3:J3003,3,FALSE)","v":24.900646480550609},{"$f":"VLOOKUP(Sheet3!C15,Sheet2!B3:J3003,4,FALSE)","v":1.0703920271474598},{"$f":"VLOOKUP(Sheet3!C15,Sheet2!B3:J3003,5,FALSE)","v":7431.1529764765319},{"$f":"VLOOKUP(Sheet3!C15,Sheet2!B3:J3003,6,FALSE)","v":3.9296079728525402},{"$f":"VLOOKUP(Sheet3!C15,Sheet2!B3:J3003,7,FALSE)","v":297.2431577268668},{"$f":"VLOOKUP(Sheet3!C15,Sheet2!B3:J3003,8,FALSE)","v":7.7018351922826203E-2},{"$f":"VLOOKUP(Sheet3!C15,Sheet2!B3:J3003,9,FALSE)","v":0.25672783974275404}]
[null,13,{"$f":"B16*Sheet1!$C$11","v":26},{"$f":"VLOOKUP(Sheet3!C16,Sheet2!B3:J3003,2,FALSE)","v":52.1},{"$f":"VLOOKUP(Sheet3!C16,Sheet2!B3:J3003,3,FALSE)","v":27.243517860104372},{"$f":"VLOOKUP(Sheet3!C16,Sheet2!B3:J3003,4,FALSE)","v":1.1724375904063826},{"$f":"VLOOKUP(Sheet3!C16,Sheet2!B3:J3003,5,FALSE)","v":8139.6001359426218},{"$f":"VLOOKUP(Sheet3!C16,Sheet2!B3:J3003,6,FALSE)","v":3.8275624095936172},{"$f":"VLOOKUP(Sheet3!C16,Sheet2!B3:J3003,7,FALSE)","v":297.58166664717925},{"$f":"VLOOKUP(Sheet3!C16,Sheet2!B3:J3003,8,FALSE)","v":8.3436547916395057E-2},{"$f":"VLOOKUP(Sheet3!C16,Sheet2!B3:J3003,9,FALSE)","v":0.2781218263879835}]
[null,14,{"$f":"B17*Sheet1!$C$11","v":28},{"$f":"VLOOKUP(Sheet3!C17,Sheet2!B3:J3003,2,FALSE)","v":56.1},{"$f":"VLOOKUP(Sheet3!C17,Sheet2!B3:J3003,3,FALSE)","v":29.546379011836834},{"$f":"VLOOKUP(Sheet3!C17,Sheet2!B3:J3003,4,FALSE)","v":1.2730182709132905},{"$f":"VLOOKUP(Sheet3!C17,Sheet2!B3:J3003,5,FALSE)","v":8837.8774066700644},{"$f":"VLOOKUP(Sheet3!C17,Sheet2!B3:J3003,6,FALSE)","v":3.7269817290867095},{"$f":"VLOOKUP(Sheet3!C17,Sheet2!B3:J3003,7,FALSE)","v":297.92709069983522},{"$f":"VLOOKUP(Sheet3!C17,Sheet2!B3:J3003,8,FALSE)","v":8.9854743909963897E-2},{"$f":"VLOOKUP(Sheet3!C17,Sheet2!B3:J3003,9,FALSE)","v":0.29951581303321301}]
[null,15,{"$f":"B18*Sheet1!$C$11","v":30},{"$f":"VLOOKUP(Sheet3!C18,Sheet2!B3:J3003,2,FALSE)","v":60.1},{"$f":"VLOOKUP(Sheet3!C18,Sheet2!B3:J3003,3,FALSE)","v":31.804260299882426},{"$f":"VLOOKUP(Sheet3!C18,Sheet2!B3:J3003,4,FALSE)","v":1.3719234908772693},{"$f":"VLOOKUP(Sheet3!C18,Sheet2!B3:J3003,5,FALSE)","v":9524.5228609370133},{"$f":"VLOOKUP(Sheet3!C18,Sheet2!B3:J3003,6,FALSE)","v":3.6280765091227307},{"$f":"VLOOKUP(Sheet3!C18,Sheet2!B3:J3003,7,FALSE)","v":298.28005635940576},{"$f":"VLOOKUP(Sheet3!C18,Sheet2!B3:J3003,8,FALSE)","v":9.627293990353275E-2},{"$f":"VLOOKUP(Sheet3!C18,Sheet2!B3:J3003,9,FALSE)","v":0.32090979967844252}]
[null,16,{"$f":"B19*Sheet1!$C$11","v":32},{"$f":"VLOOKUP(Sheet3!C19,Sheet2!B3:J3003,2,FALSE)","v":64.099999999999994},{"$f":"VLOOKUP(Sheet3!C19,Sheet2!B3:J3003,3,FALSE)","v":34.013300385320953},{"$f":"VLOOKUP(Sheet3!C19,Sheet2!B3:J3003,4,FALSE)","v":1.4689896342423787},{"$f":"VLOOKUP(Sheet3!C19,Sheet2!B3:J3003,5,FALSE)","v":10198.400600950636},{"$f":"VLOOKUP(Sheet3!C19,Sheet2!B3:J3003,6,FALSE)","v":3.5310103657576213},{"$f":"VLOOKUP(Sheet3!C19,Sheet2!B3:J3003,7,FALSE)","v":298.64110238602325},{"$f":"VLOOKUP(Sheet3!C19,Sheet2!B3:J3003,8,FALSE)","v":0.1026911358971016},{"$f":"VLOOKUP(Sheet3!C19,Sheet2!B3:J3003,9,FALSE)","v":0.34230378632367203}]
[null,17,{"$f":"B20*Sheet1!$C$11","v":34},{"$f":"VLOOKUP(Sheet3!C20,Sheet2!B3:J3003,2,FALSE)","v":68.099999999999994},{"$f":"VLOOKUP(Sheet3!C20,Sheet2!B3:J3003,3,FALSE)","v":36.170559810694492},{"$f":"VLOOKUP(Sheet3!C20,Sheet2!B3:J3003,4,FALSE)","v":1.5640921477265031},{"$f":"VLOOKUP(Sheet3!C20,Sheet2!B3:J3003,5,FALSE)","v":10858.645920631619},{"$f":"VLOOKUP(Sheet3!C20,Sheet2!B3:J3003,6,FALSE)","v":3.4359078522734969},{"$f":"VLOOKUP(Sheet3!C20,Sheet2!B3:J3003,7,FALSE)","v":299.01069930085669},{"$f":"VLOOKUP(Sheet3!C20,Sheet2!B3:J3003,8,FALSE)","v":0.10910933189067044},{"$f":"VLOOKUP(Sheet3!C20,Sheet2!B3:J3003,9,FALSE)","v":0.36369777296890149}]
[null,18,{"$f":"B21*Sheet1!$C$11","v":36},{"$f":"VLOOKUP(Sheet3!C21,Sheet2!B3:J3003,2,FALSE)","v":72.099999999999994},{"$f":"VLOOKUP(Sheet3!C21,Sheet2!B3:J3003,3,FALSE)","v":38.273868075643122},{"$f":"VLOOKUP(Sheet3!C21,Sheet2!B3:J3003,4,FALSE)","v":1.6571390609754089},{"$f":"VLOOKUP(Sheet3!C21,Sheet2!B3:J3003,5,FALSE)","v":11504.620319548087},{"$f":"VLOOKUP(Sheet3!C21,Sheet2!B3:J3003,6,FALSE)","v":3.3428609390245909},{"$f":"VLOOKUP(Sheet3!C21,Sheet2!B3:J3003,7,FALSE)","v":299.38926361417185},{"$f":"VLOOKUP(Sheet3!C21,Sheet2!B3:J3003,8,FALSE)","v":0.1155275278842393},{"$f":"VLOOKUP(Sheet3!C21,Sheet2!B3:J3003,9,FALSE)","v":0.385091759614131}]
[null,19,{"$f":"B22*Sheet1!$C$11","v":38},{"$f":"VLOOKUP(Sheet3!C22,Sheet2!B3:J3003,2,FALSE)","v":76.099999999999994},{"$f":"VLOOKUP(Sheet3!C22,Sheet2!B3:J3003,3,FALSE)","v":40.321696893990591},{"$f":"VLOOKUP(Sheet3!C22,Sheet2!B3:J3003,4,FALSE)","v":1.7480656161002717},{"$f":"VLOOKUP(Sheet3!C22,Sheet2!B3:J3003,5,FALSE)","v":12135.874218698998},{"$f":"VLOOKUP(Sheet3!C22,Sheet2!B3:J3003,6,FALSE)","v":3.2519343838997283},{"$f":"VLOOKUP(Sheet3!C22,Sheet2!B3:J3003,7,FALSE)","v":299.77716845571649},{"$f":"VLOOKUP(Sheet3!C22,Sheet2!B3:J3003,8,FALSE)","v":0.12194572387780815},{"$f":"VLOOKUP(Sheet3!C22,Sheet2!B3:J3003,9,FALSE)","v":0.40648574625936051}]
[null,20,{"$f":"B23*Sheet1!$C$11","v":40},{"$f":"VLOOKUP(Sheet3!C23,Sheet2!B3:J3003,2,FALSE)","v":80.099999999999994},{"$f":"VLOOKUP(Sheet3!C23,Sheet2!B3:J3003,3,FALSE)","v":42.313054329876351},{"$f":"VLOOKUP(Sheet3!C23,Sheet2!B3:J3003,4,FALSE)","v":1.8368297819205599},{"$f":"VLOOKUP(Sheet3!C23,Sheet2!B3:J3003,5,FALSE)","v":12752.115818328384},{"$f":"VLOOKUP(Sheet3!C23,Sheet2!B3:J3003,6,FALSE)","v":3.1631702180794403},{"$f":"VLOOKUP(Sheet3!C23,Sheet2!B3:J3003,7,FALSE)","v":300.17475167364984},{"$f":"VLOOKUP(Sheet3!C23,Sheet2!B3:J3003,8,FALSE)","v":0.12836391987137699},{"$f":"VLOOKUP(Sheet3!C23,Sheet2!B3:J3003,9,FALSE)","v":0.42787973290459003}]
[null,21,{"$f":"B24*Sheet1!$C$11","v":42},{"$f":"VLOOKUP(Sheet3!C24,Sheet2!B3:J3003,2,FALSE)","v":84.1},{"$f":"VLOOKUP(Sheet3!C24,Sheet2!B3:J3003,3,FALSE)","v":44.247395854227491},{"$f":"VLOOKUP(Sheet3!C24,Sheet2!B3:J3003,4,FALSE)","v":1.9234084851704722},{"$f":"VLOOKUP(Sheet3!C24,Sheet2!B3:J3003,5,FALSE)","v":13353.184933229808},{"$f":"VLOOKUP(Sheet3!C24,Sheet2!B3:J3003,6,FALSE)","v":3.076591514829528},{"$f":"VLOOKUP(Sheet3!C24,Sheet2!B3:J3003,7,FALSE)","v":300.5823221116429},{"$f":"VLOOKUP(Sheet3!C24,Sheet2!B3:J3003,8,FALSE)","v":0.13478211586494585},{"$f":"VLOOKUP(Sheet3!C24,Sheet2!B3:J3003,9,FALSE)","v":0.44927371954981954}]
[null,22,{"$f":"B25*Sheet1!$C$11","v":44},{"$f":"VLOOKUP(Sheet3!C25,Sheet2!B3:J3003,2,FALSE)","v":88.1},{"$f":"VLOOKUP(Sheet3!C25,Sheet2!B3:J3003,3,FALSE)","v":46.124549291367863},{"$f":"VLOOKUP(Sheet3!C25,Sheet2!B3:J3003,4,FALSE)","v":2.0077944302705109},{"$f":"VLOOKUP(Sheet3!C25,Sheet2!B3:J3003,5,FALSE)","v":13939.030914140265},{"$f":"VLOOKUP(Sheet3!C25,Sheet2!B3:J3003,6,FALSE)","v":2.9922055697294891},{"$f":"VLOOKUP(Sheet3!C25,Sheet2!B3:J3003,7,FALSE)","v":301.00016454866045},{"$f":"VLOOKUP(Sheet3!C25,Sheet2!B3:J3003,8,FALSE)","v":0.1412003118585147},{"$f":"VLOOKUP(Sheet3!C25,Sheet2!B3:J3003,9,FALSE)","v":0.470667706195049}]
[null,23,{"$f":"B26*Sheet1!$C$11","v":46},{"$f":"VLOOKUP(Sheet3!C26,Sheet2!B3:J3003,2,FALSE)","v":92.1},{"$f":"VLOOKUP(Sheet3!C26,Sheet2!B3:J3003,3,FALSE)","v":47.944651286151107},{"$f":"VLOOKUP(Sheet3!C26,Sheet2!B3:J3003,4,FALSE)","v":2.0899934072568467},{"$f":"VLOOKUP(Sheet3!C26,Sheet2!B3:J3003,5,FALSE)","v":14509.693958149641},{"$f":"VLOOKUP(Sheet3!C26,Sheet2!B3:J3003,6,FALSE)","v":2.9100065927431533},{"$f":"VLOOKUP(Sheet3!C26,Sheet2!B3:J3003,7,FALSE)","v":301.42854363973845},{"$f":"VLOOKUP(Sheet3!C26,Sheet2!B3:J3003,8,FALSE)","v":0.14761850785208355},{"$f":"VLOOKUP(Sheet3!C26,Sheet2!B3:J3003,9,FALSE)","v":0.49206169284027851}]
[null,24,{"$f":"B27*Sheet1!$C$11","v":48},{"$f":"VLOOKUP(Sheet3!C27,Sheet2!B3:J3003,2,FALSE)","v":96.1},{"$f":"VLOOKUP(Sheet3!C27,Sheet2!B3:J3003,3,FALSE)","v":49.708093404705167},{"$f":"VLOOKUP(Sheet3!C27,Sheet2!B3:J3003,4,FALSE)","v":2.1700220079145627},{"$f":"VLOOKUP(Sheet3!C27,Sheet2!B3:J3003,5,FALSE)","v":15065.289253048926},{"$f":"VLOOKUP(Sheet3!C27,Sheet2!B3:J3003,6,FALSE)","v":2.8299779920854373},{"$f":"VLOOKUP(Sheet3!C27,Sheet2!B3:J3003,7,FALSE)","v":301.86770709872525},{"$f":"VLOOKUP(Sheet3!C27,Sheet2!B3:J3003,8,FALSE)","v":0.15403670384565241},{"$f":"VLOOKUP(Sheet3!C27,Sheet2!B3:J3003,9,FALSE)","v":0.51345567948550808}]
[null,25,{"$f":"B28*Sheet1!$C$11","v":50},{"$f":"VLOOKUP(Sheet3!C28,Sheet2!B3:J3003,2,FALSE)","v":100.1},{"$f":"VLOOKUP(Sheet3!C28,Sheet2!B3:J3003,3,FALSE)","v":51.415476343252969},{"$f":"VLOOKUP(Sheet3!C28,Sheet2!B3:J3003,4,FALSE)","v":2.2479056854734432},{"$f":"VLOOKUP(Sheet3!C28,Sheet2!B3:J3003,5,FALSE)","v":15605.99350684741},{"$f":"VLOOKUP(Sheet3!C28,Sheet2!B3:J3003,6,FALSE)","v":2.7520943145265568},{"$f":"VLOOKUP(Sheet3!C28,Sheet2!B3:J3003,7,FALSE)","v":302.31788829768396},{"$f":"VLOOKUP(Sheet3!C28,Sheet2!B3:J3003,8,FALSE)","v":0.16045489983922126},{"$f":"VLOOKUP(Sheet3!C28,Sheet2!B3:J3003,9,FALSE)","v":0.53484966613073748}]
[null,26,{"$f":"B29*Sheet1!$C$11","v":52},{"$f":"VLOOKUP(Sheet3!C29,Sheet2!B3:J3003,2,FALSE)","v":104.1},{"$f":"VLOOKUP(Sheet3!C29,Sheet2!B3:J3003,3,FALSE)","v":53.067570995982202},{"$f":"VLOOKUP(Sheet3!C29,Sheet2!B3:J3003,4,FALSE)","v":2.3236771049414413},{"$f":"VLOOKUP(Sheet3!C29,Sheet2!B3:J3003,5,FALSE)","v":16132.033495030073},{"$f":"VLOOKUP(Sheet3!C29,Sheet2!B3:J3003,6,FALSE)","v":2.6763228950585587},{"$f":"VLOOKUP(Sheet3!C29,Sheet2!B3:J3003,7,FALSE)","v":302.77930841163965},{"$f":"VLOOKUP(Sheet3!C29,Sheet2!B3:J3003,8,FALSE)","v":0.16687309583279011},{"$f":"VLOOKUP(Sheet3!C29,Sheet2!B3:J3003,9,FALSE)","v":0.55624365277596699}]
[null,27,{"$f":"B30*Sheet1!$C$11","v":54},{"$f":"VLOOKUP(Sheet3!C30,Sheet2!B3:J3003,2,FALSE)","v":108.1},{"$f":"VLOOKUP(Sheet3!C30,Sheet2!B3:J3003,3,FALSE)","v":54.665285348636978},{"$f":"VLOOKUP(Sheet3!C30,Sheet2!B3:J3003,4,FALSE)","v":2.3973747402907657},{"$f":"VLOOKUP(Sheet3!C30,Sheet2!B3:J3003,5,FALSE)","v":16643.676321579234},{"$f":"VLOOKUP(Sheet3!C30,Sheet2!B3:J3003,6,FALSE)","v":2.6026252597092343},{"$f":"VLOOKUP(Sheet3!C30,Sheet2!B3:J3003,7,FALSE)","v":303.25217820482709},{"$f":"VLOOKUP(Sheet3!C30,Sheet2!B3:J3003,8,FALSE)","v":0.17329129182635897},{"$f":"VLOOKUP(Sheet3!C30,Sheet2!B3:J3003,9,FALSE)","v":0.5776376394211965}]
[null,28,{"$f":"B31*Sheet1!$C$11","v":56},{"$f":"VLOOKUP(Sheet3!C31,Sheet2!B3:J3003,2,FALSE)","v":112.1},{"$f":"VLOOKUP(Sheet3!C31,Sheet2!B3:J3003,3,FALSE)","v":56.209636335638592},{"$f":"VLOOKUP(Sheet3!C31,Sheet2!B3:J3003,4,FALSE)","v":2.4690416819629957},{"$f":"VLOOKUP(Sheet3!C31,Sheet2!B3:J3003,5,FALSE)","v":17141.221140127473},{"$f":"VLOOKUP(Sheet3!C31,Sheet2!B3:J3003,6,FALSE)","v":2.5309583180370043},{"$f":"VLOOKUP(Sheet3!C31,Sheet2!B3:J3003,7,FALSE)","v":303.73669953123277},{"$f":"VLOOKUP(Sheet3!C31,Sheet2!B3:J3003,8,FALSE)","v":0.17970948781992779},{"$f":"VLOOKUP(Sheet3!C31,Sheet2!B3:J3003,9,FALSE)","v":0.59903162606642602}]
[null,29,{"$f":"B32*Sheet1!$C$11","v":58},{"$f":"VLOOKUP(Sheet3!C32,Sheet2!B3:J3003,2,FALSE)","v":116.1},{"$f":"VLOOKUP(Sheet3!C32,Sheet2!B3:J3003,3,FALSE)","v":57.701725936318788},{"$f":"VLOOKUP(Sheet3!C32,Sheet2!B3:J3003,4,FALSE)","v":2.5387246239976129},{"$f":"VLOOKUP(Sheet3!C32,Sheet2!B3:J3003,5,FALSE)","v":17624.992122138767},{"$f":"VLOOKUP(Sheet3!C32,Sheet2!B3:J3003,6,FALSE)","v":2.4612753760023871},{"$f":"VLOOKUP(Sheet3!C32,Sheet2!B3:J3003,7,FALSE)","v":304.23306660519347},{"$f":"VLOOKUP(Sheet3!C32,Sheet2!B3:J3003,8,FALSE)","v":0.18612768381349665},{"$f":"VLOOKUP(Sheet3!C32,Sheet2!B3:J3003,9,FALSE)","v":0.62042561271165553}]
[null,30,{"$f":"B33*Sheet1!$C$11","v":60},{"$f":"VLOOKUP(Sheet3!C33,Sheet2!B3:J3003,2,FALSE)","v":120.1},{"$f":"VLOOKUP(Sheet3!C33,Sheet2!B3:J3003,3,FALSE)","v":59.142720898163162},{"$f":"VLOOKUP(Sheet3!C33,Sheet2!B3:J3003,4,FALSE)","v":2.6064730048473965},{"$f":"VLOOKUP(Sheet3!C33,Sheet2!B3:J3003,5,FALSE)","v":18095.332492054451},{"$f":"VLOOKUP(Sheet3!C33,Sheet2!B3:J3003,6,FALSE)","v":2.3935269951526035},{"$f":"VLOOKUP(Sheet3!C33,Sheet2!B3:J3003,7,FALSE)","v":304.74146708523409},{"$f":"VLOOKUP(Sheet3!C33,Sheet2!B3:J3003,8,FALSE)","v":0.1925458798070655},{"$f":"VLOOKUP(Sheet3!C33,Sheet2!B3:J3003,9,FALSE)","v":0.64181959935688504}]

{"sheet":"Sheet4","index":3,"n_rows":0,"n_cols":0,"rows_kept":0,"cut":false,"hidden":false,"merged":[]}